## MODULEINPUT
DESIGN MODULE - MASONRY WALL OPENING
[13 empty] | TYPE 1 Wall Weight Finishes: | 39
CREECH DRP PH2 - E/W WALL | [12 empty] | TYPE 2 Wall Weight Finishes: | 4
[13 empty] | Seismic Importance: | 1.25
[13 empty] | 0.4SdSIe: | 0.2635
LOADS FROM ROOF/FLOOR |  |  |  |  | WALL DESIGN INFORMATION
|  | ROOF | FLOOR
DEAD: |  | 25 | 80 |  | f'm: | 2000
LIVE: |  | 0 | 125 |  | Fy: | 60
SNOW/Lr: |  | 59.2 | 0 |  | Solid Opening: | Y
[5 empty] | Interior Wall: | N
OUT OF PLANE LOADS
Wall Type |  | Wall Weight (Finishes Only)
1 |  | 40 | W: | 25
2 |  | 40 | SDS: | 0.527
3 |  | 0
4 |  | 0
LINTEL ID | WALL TYPE | WALL HEIGHT | WALL THICKNESS | ROOF DECK HEIGHT | ROOF TRIB | FLOOR TRIB | VERTICAL LOADING |  |  |  | # MATS HOR REINF |  | DEPTH/WIDTH
[7 empty] | DEAD | LIVE | SNOW/Lr |  |  |  | 8
ML1 | 1 | 17.333 | 8" CMU | 17.333 | 3.7 | 3.5 | 2633.748 | 437.5 | 219.04 |  | 1 |  | 16
ML2 | 1 | 17.3 | 8" CMU | 17.333 | 3.7 | 3.5 | 2633.748 | 437.5 | 219.04 |  | 1 |  | 24
32
40
48
56
64
MASONRY WALL DESIGN
LINTEL ID | WALL GROUT SPACING | OPENING |  | LINTEL |  |  |  | JAMB COLUMN |  |  | STATUS | Rebar Warnings
|  | HEIGHT | WIDTH | BAR SIZE | DEPTH | BARS/ COURSE | # OF COURSES | BAR SIZE | WIDTH | BARS/ CELL |  | L Rebar | C Rebar | DEPTH
ML1 | Solid | 7.5 | 4 | 5 | 16 | 2 | 1 | 5 | 16 | 1 | OK | OK | OK | OK
ML2 | Solid | 14 | 12 | 6 | 32 | 2 | 1 | 5 | 24 | 2 | OK | OK | OK | OK
[12 empty] | OK | OK | OK
[12 empty] | OK | OK | OK
[12 empty] | OK | OK | OK
[12 empty] | OK | OK | OK
[12 empty] | OK | OK | OK
[12 empty] | OK | OK | OK
[12 empty] | OK | OK | OK
[12 empty] | OK | OK | OK
Note on L19: This is only used to determine the schedule column type on the next page -Denis Clayson
Note on E34: Cell will highlight if you use a bar size greater than #7 -Denis Clayson
Note on F34: Cell will highlight yellow if there is not enough room above the opening in the wall for the lintel -Denis Clayson
Note on G34: Cell will highlight red if there are more than 1 #7 in a 8" course/cell (will not fit) -Denis Clayson
Note on H34: Number of courses that have reinforcing at the bottom of the lintel. This is used to calculate d, the depth to the middle of the reinforcing -Denis Clayson
Note on I34: Cell will highlight if you use a bar size greater than #7 -Denis Clayson
Note on K34: Cell will highlight red if there are more than 1 #7 in a 8" course/cell (will not fit) -Denis Clayson

## SCHEDULESUMMARY
DESIGN MODULE - MASONRY WALL OPENING
CREECH DRP PH2 - E/W WALL
MASONRY LINTEL SCHEDULE
MARK | DEPTH | TYPE | LINTEL REINFORCING |  | SUPPORT COLUMN | COMMENTS
|  |  | HORIZONTAL | STIRRUPS |  |  | Stirrups? | Stirrup Size | #Legs | Spacing
ML1 | 16 | TYPE A | (2) #5 | -- | ML1 C |  | N | NA | #N/A | #N/A
ML2 | 32 | TYPE C | (2) #6 | #3 @ 16" OC | ML2 C |  | Y | #3 @ | 2 | 16
[7 empty] | #N/A | #N/A | #N/A | #N/A
[7 empty] | #VALUE! | #VALUE! | #VALUE! | #VALUE!
[7 empty] | #VALUE! | #VALUE! | #VALUE! | #VALUE!
[7 empty] | #VALUE! | #VALUE! | #VALUE! | #VALUE!
[7 empty] | #VALUE! | #VALUE! | #VALUE! | #VALUE!
[7 empty] | #VALUE! | #VALUE! | #VALUE! | #VALUE!
[7 empty] | #VALUE! | #VALUE! | #VALUE! | #VALUE!
[7 empty] | #VALUE! | #VALUE! | #VALUE! | #VALUE!
MASONRY JAMB COLUMN SCHEDULE
MARK | SIZE | TYPE | COLUMN REINFORCING |  | COMMENTS
|  |  | VERTICAL | TIES |  |  | Type
ML1 C | 8x16 | TYPE A2 | (1) #5 | -- |  |  | TYPE A
ML2 C | 8x24 | TYPE C3 | (4) #5 | -- |  |  | TYPE C
TYPE D
TYPE D
TYPE D
TYPE D
TYPE D
TYPE D
TYPE D
TYPE D

## LINTEL1
MASONRY WALL OPENING | [8 empty] | Data and Program Calculations | [12 empty] | Program Tables | [6 empty] | Assumptions + Quick Checks | [8 empty] | Program Graphing
CREECH DRP PH2 - E/W WALL: LINTEL DESIGN FOR ML1 | [8 empty] | Code Reference or Sub-title | [19 empty] | Assumptions:
[14 empty] | Lintel Depth: | 16 | in | [13 empty] | - Load combination factor f1 = 1.0. This may be changed in the data sheet if conditions are different. | [7 empty] | Wall Outline
General Design Input | [9 empty] | Total Wall Height: | 17.333 | ft |  | No. of Long Bars: | 2 |  |  | Vert DL: | 2633.748 | plf |  | 8" CMU | Wall Thickness | [6 empty] | - Reinforcement is grade 60. | [7 empty] | POINT | X | Y
[10 empty] | Wall Thickness: | 7.625 | in |  | Bar Size: | 5 |  |  | Vert LL: | 437.5 | plf |  | Choose | Choose | Thickness | Solid Wt |  |  |  |  | - Modulus of rupture, fr = 200psi (Type S mortar) | [7 empty] | 1 | 1 | 1
| Total Wall Height: | 17.333 |  | Lintel Depth: | 16 |  | Vert DL: | 2633.748 |  | Opening Height: | 7.5 | ft |  | No. of Courses: | 1 |  |  | Vert SL: | 219.04 | plf |  | 8" CMU | 8" CMU | 7.625 | 84 | [12 empty] | 2 | 2.6667 | 1
| Block Thickness: | 8" CMU |  | No. of Long Bars: | 2 |  | Vert LL: | 437.5 |  | Opening Width: | 4 | ft |  | Column Width: | 16 | in |  | Horz Wind: | 25 | psf |  | 10" CMU | 10" CMU | 9.625 | 104 | [12 empty] | 3 | 2.6667 | 8.5
| Opening Height: | 7.5 |  | Bar Size: | 5 |  | Vert SL: | 219.04 |  | Roof Deck Height: | 17.333 | ft |  | Depth to Bar: | 3.8125 | in |  | Horz Quake: | 32.674 | psf |  | 12" CMU | 12" CMU | 11.625 | 133 | [12 empty] | 4 | 6.6667 | 8.5
| Opening Width: | 4 |  | No. of Courses: | 1 |  | Horz Wind: | 25 |  | Grouted @: | 8 | in oc |  | No. of Bars: | 1 |  |  | Solid Opening: | TRUE |  |  | USE | 8" CMU | 7.625 | 84 | [12 empty] | 5 | 6.6667 | 1
| Roof Deck Height: | 17.333 |  |  |  |  | Horz Quake: | 32.674 |  | Masonry f'm: | 2000 | psi |  | Bar Size: | 5 |  |  | Bar fy: | 60 | ksi | [17 empty] | 6 | 8.3333 | 1
| Cells Grouted @: | Solid |  | Column Width: | 16 |  | Solid Opening: | Y | [5 empty] | No bars/cell: | 1 | [14 empty] | Quick Checks: | [5 empty] | Overall Status: | OK | 7 | 8.3333 | 18.333
| Masonry f'm: | 2000 |  | Depth to Bar(s): | 3.8125 |  |  |  | General Calculations | [5 empty] | Column Loading: | [6 empty] | Solid | Vertical Grout Spacing | [14 empty] | 8 | 1 | 18.333
|  |  |  | No. of Bars: | 1 | [16 empty] | Choose | Choose | Width | 8" CMU | 10" CMU | 12" CMU |  |  | LINTEL | [7 empty] | 9 | 1 | 1
|  |  |  | Bar Size: | 5 | [5 empty] | Wall Slenderness Ratio: | 27.2782 | h/w |  |  | Tributary Width from Wall: | 1.3333 | ft |  |  |  | 48" o.c. | 48" o.c. | 48 | 55 | 70 | 83 |  |  | Demand |  | Capacity |  | Status | Notes
Analysis and Calculations | [10 empty] | Wall Weight: | 84 | psf |  |  | Tribtary Width from Lintel: | 2 | ft |  |  |  | 32" o.c. | 32" o.c. | 32 | 58 | 74 | 89 |  |  | Mu: | 1.1947 | fMn: | 31.4529 | PASS | --- |  |  | Roof Line
[11 empty] | Solid Grout Weight: | 84 | psf |  |  | DL in Column: | 8860.736 | lb |  |  |  | 24 o.c. | 24 o.c. | 24 | 61 | 78 | 94 |  |  | Vu: | 0.896 | fVn: | 9.8208 | PASS | --- |  |  | POINT | X | Y
Masonry Lintel: | [10 empty] | Vert Lintel Weight: | 825.972 | plf |  |  | LL in Column: | 875 | lb |  |  |  | 16" o.c. | 16" o.c. | 16 | 66 | 86 | 103 |  |  | 1.3Mcr | 7.0489 | Mn: | 34.9477 | PASS | --- |  |  | 1 | 1 | 18.333
| Arching action: | Yes | [8 empty] | Column Weight: | 1941.296 | lb |  |  | SL in Column: | 730.1333 | lb |  |  |  | 8" o.c. | 8" o.c. | 8 | 84 | 104 | 133 |  |  | Δ: | 3.1747e-06 | Δall: | 0.08 | PASS | --- |  |  | 2 | 8.3333 | 18.333
| Effective Span, le: | 5.3333 | [13 empty] | Wind Load 1 Out of Plane: | 33.3333 | plf from wall |  |  |  | Solid | Solid | 8 | 84 | 104 | 133 |  |  | As,max: | 1.1612 | As: | 0.62 | PASS | ---
| Depth to Reinf, d: | 12 | [7 empty] | Wall Type: | 1 |  |  |  |  | Wind Load 2 Out of Plane: | 50 | plf from lintel |  |  |  | USE | Solid | 8 | 84 | 104 | 133 |  |  | Cu: | 0.896 | fCn: | 80.9687 | PASS | ---
[10 empty] | Wall Weight: | 124 |  |  |  |  | Quake Load 1 Out of Plane: | 43.5653 | plf from wall | [7 empty] | Wall Weight: | 84 | [10 empty] | Columns
Demand |  | Capacity | [7 empty] | EQ: | 32.674 |  |  |  |  | Quake Load 2 Out of Plane: | 65.348 | plf from lintel | [11 empty] | COLUMN | [7 empty] | POINT | X | Y
Mu: | 1.1947 | fMn: | 31.4529 | [26 empty] | Demand |  | Capacity |  | Status | Notes |  |  | 1 | 2.6667 | 8.5
Vu: | 0.896 | fVn: | 9.8208 | [5 empty] | Out of Plane Bending in Wall | [20 empty] | Mu+: | 4.0901 | fMn: | 4.1544 | PASS | Tension Controls |  |  | 2 | 2.6667 | 18.333
[22 empty] | Reinforcing Bar Area | [7 empty] | Mu-: | 8.3333e-16 | fMn: | 4.1544 | PASS | Tension Controls |  |  | 3 | 1.3333 | 18.333
| Min. Capacity: | 5.4222 | [7 empty] | Load Combinaton: | Load 1 | Load 2 | [9 empty] | 3 | 0.11 | [6 empty] | Vu: | 0.9439 | fVn: | 22.484 | PASS | --- |  |  | 4 | 1.3333 | 1
| Deflection: | 20159469.7515 | [7 empty] | 1.2 D + E: | 43.5653 | 65.348 |  |  |  | Design Forces | [5 empty] | 4 | 0.2 | [6 empty] | Pu: | 12.617 | fPn: | 83.6129 | PASS | No Slender Provisions |  |  | 5 | 6.6667 | 8.5
[10 empty] | 1.2 D + 1.0W: | 33.3333 | 50 |  |  | Mu+: | 4090.1434 | lb-ft |  |  |  |  | 5 | 0.31 | [14 empty] | 6 | 6.6667 | 18.333
Masonry Column: | [9 empty] | USE: | 43.5653 | 65.348 | plf |  | Mu-: | -8.3333e-13 | lb-ft |  |  |  |  | 6 | 0.44 | [14 empty] | 7 | 8 | 18.333
Demand |  | Capacity | [12 empty] | Vu: | 943.8974 | lb |  |  |  |  | 7 | 0.6 | [14 empty] | 8 | 8 | 1
Mu+: | 4.0901 | fMn: | 4.1544 | [6 empty] | Moment Capacity of Wall | [11 empty] | 8 | 0.79
Mu-: | 8.3333e-16 | fMn: | 4.1544 | [6 empty] | As: | 0.31 | in2 | a: | 1.6689 |  |  |  | Compression Mn: | 10602.6067 | lb-ft |  | 9 | 1 | [14 empty] | MAX | 18.333 | 18.333
Vu: | 0.9439 | fVn: | 22.484 | [6 empty] | Fy: | 60000 | psi | b: | 16 |  |  |  | Tension Mn: | 4616.0121 | lb-ft
Pu: | 12.617 | fPn: | 83.6129 | [6 empty] | d: | 3.8125 | in | f'm check: | 870.7316 | Tension Controls | [22 empty] | Beam
[10 empty] | c: | 2.0861 | in | Mn: | 4616.0121 | lb-ft | [22 empty] | POINT | X | Y
Design Summary | [37 empty] | 1 | 2.6667 | 8.5
[38 empty] | 2 | 1.3333 | 8.5
| Masonry Lintel |  |  |  |  | Masonry Column | [14 empty] | LINTEL CALCULATIONS | [16 empty] | 3 | 1.3333 | 9.8333
| No. Grouted Courses: | 2 |  |  |  | No. of Grouted Cells: | 2 | [13 empty] | Parameters for Calculations: | [16 empty] | 4 | 8 | 9.8333
| Flexural Reinforcing: | (2) #5 |  |  |  | Long. Reinforcing: | (1) #5 | [14 empty] | le: | 5.3333 | ft | [13 empty] | 5 | 8 | 8.5
| Shear Reinforcing (Not Req'd): | 1-Leg | 2-Legs |  |  | Depth to bar(s): | 3.8125 | [30 empty] | 6 | 6.6667 | 8.5
| #3 @ | - | -
| #4 @ | - | - | [17 empty] | Arching action allowed: |  | Yes
| #5 @ | - | - |  |  |  | Overall Status: | OK | [13 empty] | Allow h: | 3.3333 | ft
[22 empty] | DL w/ Arching Action: | 280 | plf
Design Loads:
Service Loading
[22 empty] | DL: | 280 | plf | TL: | 280 | plf
[22 empty] | LL: | 0 | plf
[22 empty] | SL: | 0 | plf | Mser: | 995.5556 | ft-lb
Axial Load Design section 3.3.4
[21 empty] | Load Combinations: |  | f1: | 1
[10 empty] | Pu: | 12616.9899 | lb | [9 empty] | 1.2 D + 1.6 L + 0.5 S | 336 | plf
[10 empty] | Column Area: | 122 | in2 |  | Pn: | 92903.2188 | Eq 3-18 | [5 empty] | 1.2 D + 1.6 S + f1 L | 336 | plf
[10 empty] | Ix: | 591.0964 | in4 |  | Pn: | 93642.6188 | Eq 3-19 | [5 empty] | 1.2 D + 1.6 L + 0.5 S | 336 | plf
[10 empty] | r: | 2.2011 |  |  | Pn: | 92903.2188 | lb
[10 empty] | Column h/r: | 94.4943 | [10 empty] | Mu: | 1194.6667 | ft-lb
[22 empty] | Vu: | 896 | lb
Shear Capacity of Lintel: (Section 3.3.4.1.2)
Shear strength of masonry:
[22 empty] | An: | 122 | in2 |  | Check Bearing of lintel:
[9 empty] | Slender Wall Design Provisions 3.3.5 | [12 empty] | Mu/Vu*dv: | 1 |  |  | fCn: | 80968.6991 | lb
[22 empty] | Vm: | 12276.0132 | lb |  | Status: | PASS
[10 empty] | h/w: | 27.2782 |  |  |  | If h/w >30 Then these slender wall criteria control | [11 empty] | ---
[10 empty] | Pu/Ag: | 103.4179 |  |  |  |  | Deflection: | 0.012233 | in |  |  | Shear strength of reinforcement:
[10 empty] | 0.20 f'm: | 400 | Column Size Okay |  |  |  | Eccentricity: | 4.3125 | in |  |  |  | Min Av: | 0.0854 | in2
[10 empty] | 0.05 f'm | 100 | Column to Small |  |  |  | Additional Moment: | 4547.0926 | lb-ft |  |  |  | Max S: | 8 | in
[12 empty] | Column Size Okay |  |  |  | Additional Moment: | 0 | lb-ft |  |  |  | Vs: | 0 | lb | Status: | Not Req'd
[9 empty] | Shear Calculations | [13 empty] | 1-Leg Area | 1-Leg S | 2-Leg Area | 2-Leg S
[22 empty] | #3 @ | 0.11 | - | 0.22 | - | in o.c.
[10 empty] | Total Mu: | 4090.1434 | [10 empty] | #4 @ | 0.2 | - | 0.4 | - | in o.c.
[10 empty] | Total Vu: | 943.8974 | [10 empty] | #5 @ | 0.31 | - | 0.62 | - | in o.c.
[10 empty] | Mu/Vu d: | 0.5683
[10 empty] | <0.25 | 32736.0352
[10 empty] | btwn | 28105.049 | [10 empty] | fVn: | 9820.8106 | lb | Status: | PASS
[10 empty] | >1,00 | 21824.0235
[10 empty] | Vn: | 28105.049 | [9 empty] | Moment Capacity of Lintel: (Section 3.3.4.1)
[22 empty] | d: | 12 | in
[22 empty] | As: | 0.62 | in2
[9 empty] | TOTAL DESIGN SUMMARY | [12 empty] | fy: | 60000 | psi
[10 empty] | Demand |  | Capacity |  | S.F. | Status | Notes | [5 empty] | a: | 1.4531 | in
[10 empty] | Mu+: | 4090.1434 | fMn: | 4154.4109 | 1.0157 | PASS | Tension Controls | [5 empty] | fMn: | 31452.8906 | ft-lb | Status: | PASS
[10 empty] | Mu-: | 8.3333e-13 | fMn: | 4154.4109 | 4985292972780200 | PASS | Tension Controls
[10 empty] | Vu: | 943.8974 | fVn: | 22484.0392 | 23.8204 | PASS | --- |  |  |  |  | Check minimum flexural strength:
[10 empty] | Pu: | 12616.9899 | fPn: | 83612.8969 | 6.627 | PASS | No Slender Provisions | [5 empty] | fr: | 200 | psi
[22 empty] | Sx: | 325.3333 | in3
[9 empty] | Moment and Shear Scenarios | [12 empty] | Mcr: | 5422.2222 | ft-lb | Status: | PASS | ---
SOLID
[10 empty] | EQ |  |  | WIND | [7 empty] | Check maximum flexural reinforcement:
[10 empty] | w: | 108.9133 |  | w: | 83.3333 | [7 empty] | As,max: | 1.1612 | in2
[10 empty] | l: | 17.333 |  | w2 (parapet): | 83.3333 | [10 empty] | Status: | PASS | ---
[10 empty] | a: | 1e-07
[21 empty] | Deflection Calculation: |  | (E = 900f'm)
[10 empty] | R2: | 943.8974 |  | R2: | 722.2083 | [7 empty] | n: | 16.1111
[10 empty] | R1: | 943.8974 |  | R1: | 722.2083 | [7 empty] | kd: | 5.649
[10 empty] | Total: | 1887.7948 |  | Total: | 1444.4167
[22 empty] | Ig: | 2602.6667 | in4
[10 empty] | Shear Points | X | EQ | W | [8 empty] | Icr: | 861.0817 | in4
[10 empty] | 1 | 0 | 943.8974 | 722.2083 | [8 empty] | Ie: | 282232.5765 | in4
[10 empty] | 2 | 17.333 | -943.8974 | -722.2083
[10 empty] | 3 | 17.333 | 1.0891e-05 | 1.6667e-05 | [8 empty] | Δall: | 0.08 | in
[10 empty] | 4 | 17.333 | 0 | 0 | [8 empty] | Δ: | 3.1747e-06 | in | Status: | PASS
[22 empty] | Span/Def Ratio: | 20159469.7515
[10 empty] | Moment | X | EQ | W
[10 empty] | M1 | 8.6665 | 4090.1434 | 3129.5092
[10 empty] | M2 | 17.333 | -5.4457e-13 | -8.3333e-13
OPEN
[10 empty] | EQ |  |  | WIND
[10 empty] | ww: | 43.5653 |  | ww: | 33.3333
[10 empty] | wl: | 65.348 |  | wl: | 50
[10 empty] | l: | 17.333 |  | w (parapet): | 83.3333
[10 empty] | a: | 1e-07
[10 empty] | b: | 9.833
[10 empty] | c: | 9.833
[10 empty] | R2: | 837.862 |  | R2: | 641.077
[10 empty] | R1: | 559.8229 | 559.8229 | R1: | 428.3397
[10 empty] | Total: | 1397.6848 |  | Total: | 1069.4167
[10 empty] | Shear Points | X | EQ | W
[10 empty] | 1 | 0 | 559.8229 | 428.3397
[10 empty] | 2 | 7.5 | 233.0829 | 178.3397
[10 empty] | 3 | 17.333 | -837.8619 | -641.077
[10 empty] | 4 | 17.333 | 1.0891e-05 | 1.6667e-05
[11 empty] | 17.333 | -1.4272e-13 | -9.4739e-15
[10 empty] | Moment | X | EQ | W
[10 empty] | 1 | 0 | 0 | 0
[10 empty] | 2E | 12.8502 | 3596.9153 | ---
[10 empty] | 2W | 12.8502 | --- | 2752.1234
[10 empty] | 3 | 7.5 | 2973.3964 | 2275.0477
[10 empty] | 4 | 17.333 | -3.638e-12 | 0
[10 empty] | 5 | 17.333 | -3.0934e-12 | 8.3333e-13
[10 empty] | SOLID? | TRUE
[11 empty] | SOLID EQ | SOLID W | OPEN EQ | OPEN W | OVERALL SOLID | OVERALL OPEN | DESIGN
[10 empty] | Mu+ (no parapet) | 4090.1434 | 3129.5092 | 3257.2151 | 2492.2072 | 4090.1434 | 3596.9153 | 4090.1434
[10 empty] | Mu+ | 4090.1434 | 3129.5092 | 3596.9153 | 2752.1234
[10 empty] | Mu- | -5.4457e-13 | -8.3333e-13 | -3.638e-12 | 0 | -8.3333e-13 | -3.638e-12 | -8.3333e-13
[10 empty] | Vu | 943.8974 | 722.2083 | 837.8619 | 641.077 | 943.8974 | 837.8619 | 943.8974
[10 empty] | Total Load: | 1887.7948 | 1444.4167 | 1397.6848 | 1069.4167 | 1887.7948 | 1397.6848 | 1887.7948

## LINTEL2
MASONRY WALL OPENING | [8 empty] | Data and Program Calculations | [12 empty] | Program Tables | [6 empty] | Assumptions + Quick Checks | [8 empty] | Program Graphing
CREECH DRP PH2 - E/W WALL: LINTEL DESIGN FOR ML2 | [8 empty] | Code Reference or Sub-title | [19 empty] | Assumptions:
[14 empty] | Lintel Depth: | 32 | in | [13 empty] | - Load combination factor f1 = 1.0. This may be changed in the data sheet if conditions are different. | [7 empty] | Wall Outline
General Design Input | [9 empty] | Total Wall Height: | 17.333 | ft |  | No. of Long Bars: | 2 |  |  | Vert DL: | 2633.748 | plf |  | 8" CMU | Wall Thickness | [6 empty] | - Reinforcement is grade 60. | [7 empty] | POINT | X | Y
[10 empty] | Wall Thickness: | 7.625 | in |  | Bar Size: | 6 |  |  | Vert LL: | 437.5 | plf |  | Choose | Choose | Thickness | Solid Wt |  |  |  |  | - Modulus of rupture, fr = 200psi (Type S mortar) | [7 empty] | 1 | 1 | 1
| Total Wall Height: | 17.333 |  | Lintel Depth: | 32 |  | Vert DL: | 2633.748 |  | Opening Height: | 14 | ft |  | No. of Courses: | 1 |  |  | Vert SL: | 219.04 | plf |  | 8" CMU | 8" CMU | 7.625 | 84 | [12 empty] | 2 | 3.3333 | 1
| Block Thickness: | 8" CMU |  | No. of Long Bars: | 2 |  | Vert LL: | 437.5 |  | Opening Width: | 12 | ft |  | Column Width: | 24 | in |  | Horz Wind: | 25 | psf |  | 10" CMU | 10" CMU | 9.625 | 104 | [12 empty] | 3 | 3.3333 | 15
| Opening Height: | 14 |  | Bar Size: | 6 |  | Vert SL: | 219.04 |  | Roof Deck Height: | 17.333 | ft |  | Depth to Bar: | 5.3125 | in |  | Horz Quake: | 32.674 | psf |  | 12" CMU | 12" CMU | 11.625 | 133 | [12 empty] | 4 | 15.3333 | 15
| Opening Width: | 12 |  | No. of Courses: | 1 |  | Horz Wind: | 25 |  | Grouted @: | 8 | in oc |  | No. of Bars: | 2 |  |  | Solid Opening: | TRUE |  |  | USE | 8" CMU | 7.625 | 84 | [12 empty] | 5 | 15.3333 | 1
| Roof Deck Height: | 17.333 |  |  |  |  | Horz Quake: | 32.674 |  | Masonry f'm: | 2000 | psi |  | Bar Size: | 5 |  |  | Bar fy: | 60 | ksi | [17 empty] | 6 | 17.6667 | 1
| Cells Grouted @: | Solid |  | Column Width: | 24 |  | Solid Opening: | Y | [5 empty] | No bars/cell: | 2 | [14 empty] | Quick Checks: | [5 empty] | Overall Status: | OK | 7 | 17.6667 | 18.333
| Masonry f'm: | 2000 |  | Depth to Bar(s): | 5.3125 |  |  |  | General Calculations | [5 empty] | Column Loading: | [6 empty] | Solid | Vertical Grout Spacing | [14 empty] | 8 | 1 | 18.333
|  |  |  | No. of Bars: | 2 | [16 empty] | Choose | Choose | Width | 8" CMU | 10" CMU | 12" CMU |  |  | LINTEL | [7 empty] | 9 | 1 | 1
|  |  |  | Bar Size: | 5 | [5 empty] | Wall Slenderness Ratio: | 27.2782 | h/w |  |  | Tributary Width from Wall: | 2 | ft |  |  |  | 48" o.c. | 48" o.c. | 48 | 55 | 70 | 83 |  |  | Demand |  | Capacity |  | Status | Notes
Analysis and Calculations | [10 empty] | Wall Weight: | 84 | psf |  |  | Tribtary Width from Lintel: | 6 | ft |  |  |  | 32" o.c. | 32" o.c. | 32 | 58 | 74 | 89 |  |  | Mu: | 105.4966 | fMn: | 108.8381 | PASS | --- |  |  | Roof Line
[11 empty] | Solid Grout Weight: | 84 | psf |  |  | DL in Column: | 20394.264 | lb |  |  |  | 24 o.c. | 24 o.c. | 24 | 61 | 78 | 94 |  |  | Vu: | 30.1419 | fVn: | 30.1419 | PASS | --- |  |  | POINT | X | Y
Masonry Lintel: | [10 empty] | Vert Lintel Weight: | 279.972 | plf |  |  | LL in Column: | 2625 | lb |  |  |  | 16" o.c. | 16" o.c. | 16 | 66 | 86 | 103 |  |  | 1.3Mcr | 28.1956 | Mn: | 120.9313 | PASS | --- |  |  | 1 | 1 | 18.333
| Arching action: | No | [8 empty] | Column Weight: | 2911.944 | lb |  |  | SL in Column: | 1752.32 | lb |  |  |  | 8" o.c. | 8" o.c. | 8 | 84 | 104 | 133 |  |  | Δ: | 0.12458 | Δall: | 0.24 | PASS | --- |  |  | 2 | 17.6667 | 18.333
| Effective Span, le: | 14 | [13 empty] | Wind Load 1 Out of Plane: | 50 | plf from wall |  |  |  | Solid | Solid | 8 | 84 | 104 | 133 |  |  | As,max: | 2.3224 | As: | 0.88 | PASS | ---
| Depth to Reinf, d: | 28 | [7 empty] | Wall Type: | 1 |  |  |  |  | Wind Load 2 Out of Plane: | 150 | plf from lintel |  |  |  | USE | Solid | 8 | 84 | 104 | 133 |  |  | Cu: | 30.1419 | fCn: | 293.8192 | PASS | ---
[10 empty] | Wall Weight: | 124 |  |  |  |  | Quake Load 1 Out of Plane: | 65.348 | plf from wall | [7 empty] | Wall Weight: | 84 | [10 empty] | Columns
Demand |  | Capacity | [7 empty] | EQ: | 32.674 |  |  |  |  | Quake Load 2 Out of Plane: | 196.044 | plf from lintel | [11 empty] | COLUMN | [7 empty] | POINT | X | Y
Mu: | 105.4966 | fMn: | 108.8381 | [26 empty] | Demand |  | Capacity |  | Status | Notes |  |  | 1 | 3.3333 | 15
Vu: | 30.1419 | fVn: | 30.1419 | [5 empty] | Out of Plane Bending in Wall | [20 empty] | Mu+: | 9.8163 | fMn: | 11.5779 | PASS | Tension Controls |  |  | 2 | 3.3333 | 18.333
[22 empty] | Reinforcing Bar Area | [7 empty] | Mu-: | 2e-15 | fMn: | 11.5779 | PASS | Tension Controls |  |  | 3 | 1.3333 | 18.333
| Min. Capacity: | 21.6889 | [7 empty] | Load Combinaton: | Load 1 | Load 2 | [9 empty] | 3 | 0.11 | [6 empty] | Vu: | 2.2654 | fVn: | 33.7261 | PASS | --- |  |  | 4 | 1.3333 | 1
| Deflection: | 1348.5255 | [7 empty] | 1.2 D + E: | 65.348 | 196.044 |  |  |  | Design Forces | [5 empty] | 4 | 0.2 | [6 empty] | Pu: | 30.075 | fPn: | 128.9676 | PASS | No Slender Provisions |  |  | 5 | 15.3333 | 15
[10 empty] | 1.2 D + 1.0W: | 50 | 150 |  |  | Mu+: | 9816.3441 | lb-ft |  |  |  |  | 5 | 0.31 | [14 empty] | 6 | 15.3333 | 18.333
Masonry Column: | [9 empty] | USE: | 65.348 | 196.044 | plf |  | Mu-: | -2e-12 | lb-ft |  |  |  |  | 6 | 0.44 | [14 empty] | 7 | 17.3333 | 18.333
Demand |  | Capacity | [12 empty] | Vu: | 2265.3538 | lb |  |  |  |  | 7 | 0.6 | [14 empty] | 8 | 17.3333 | 1
Mu+: | 9.8163 | fMn: | 11.5779 | [6 empty] | Moment Capacity of Wall | [11 empty] | 8 | 0.79
Mu-: | 2e-15 | fMn: | 11.5779 | [6 empty] | As: | 0.62 | in2 | a: | 2.3255 |  |  |  | Compression Mn: | 30880.3413 | lb-ft |  | 9 | 1 | [14 empty] | MAX | 18.333 | 18.333
Vu: | 2.2654 | fVn: | 33.7261 | [6 empty] | Fy: | 60000 | psi | b: | 24 |  |  |  | Tension Mn: | 12864.2961 | lb-ft
Pu: | 30.075 | fPn: | 128.9676 | [6 empty] | d: | 5.3125 | in | f'm check: | 833.1706 | Tension Controls | [22 empty] | Beam
[10 empty] | c: | 2.9068 | in | Mn: | 12864.2961 | lb-ft | [22 empty] | POINT | X | Y
Design Summary | [37 empty] | 1 | 3.3333 | 15
[38 empty] | 2 | 1.3333 | 15
| Masonry Lintel |  |  |  |  | Masonry Column | [14 empty] | LINTEL CALCULATIONS | [16 empty] | 3 | 1.3333 | 17.6667
| No. Grouted Courses: | 4 |  |  |  | No. of Grouted Cells: | 3 | [13 empty] | Parameters for Calculations: | [16 empty] | 4 | 17.3333 | 17.6667
| Flexural Reinforcing: | (2) #6 |  |  |  | Long. Reinforcing: | (4) #5 | [14 empty] | le: | 14 | ft | [13 empty] | 5 | 17.3333 | 15
| Shear Reinforcing (Req'd): | 1-Leg | 2-Legs |  |  | Depth to bar(s): | 5.3125 | [30 empty] | 6 | 15.3333 | 15
| #3 @ | - | 16
| #4 @ | 14 | 16 | [17 empty] | Arching action allowed: |  | No
| #5 @ | 16 | 16 |  |  |  | Overall Status: | OK | [13 empty] | Allow h: | 7.6667 | ft
[22 empty] | DL w/ Arching Action: | 644 | plf
Design Loads:
Service Loading
[22 empty] | DL: | 2913.72 | plf | TL: | 3570.26 | plf
[22 empty] | LL: | 437.5 | plf
[22 empty] | SL: | 219.04 | plf | Mser: | 87471.37 | ft-lb
Axial Load Design section 3.3.4
[21 empty] | Load Combinations: |  | f1: | 1
[10 empty] | Pu: | 30074.9728 | lb | [9 empty] | 1.2 D + 1.6 L + 0.5 S | 4305.984 | plf
[10 empty] | Column Area: | 183 | in2 |  | Pn: | 143297.37 | Eq 3-18 | [5 empty] | 1.2 D + 1.6 S + f1 L | 4284.428 | plf
[10 empty] | Ix: | 886.6445 | in4 |  | Pn: | 144437.848 | Eq 3-19 | [5 empty] | 1.2 D + 1.6 L + 0.5 S | 4305.984 | plf
[10 empty] | r: | 2.2011 |  |  | Pn: | 143297.37 | lb
[10 empty] | Column h/r: | 94.4943 | [10 empty] | Mu: | 105496.608 | ft-lb
[22 empty] | Vu: | 30141.888 | lb
Shear Capacity of Lintel: (Section 3.3.4.1.2)
Shear strength of masonry:
[22 empty] | An: | 244 | in2 |  | Check Bearing of lintel:
[9 empty] | Slender Wall Design Provisions 3.3.5 | [12 empty] | Mu/Vu*dv: | 1 |  |  | fCn: | 293819.2154 | lb
[22 empty] | Vm: | 24552.0264 | lb |  | Status: | PASS
[10 empty] | h/w: | 27.2782 |  |  |  | If h/w >30 Then these slender wall criteria control | [11 empty] | ---
[10 empty] | Pu/Ag: | 164.3441 |  |  |  |  | Deflection: | 0.019573 | in |  |  | Shear strength of reinforcement:
[10 empty] | 0.20 f'm: | 400 | Column Size Okay |  |  |  | Eccentricity: | 4.3125 | in |  |  |  | Min Av: | 0.1708 | in2
[10 empty] | 0.05 f'm | 100 | Column to Small |  |  |  | Additional Moment: | 10857.2472 | lb-ft |  |  |  | Max S: | 16 | in
[12 empty] | Column Size Okay |  |  |  | Additional Moment: | 0 | lb-ft |  |  |  | Vs: | 13125.3336 | lb | Status: | Req'd
[9 empty] | Shear Calculations | [13 empty] | 1-Leg Area | 1-Leg S | 2-Leg Area | 2-Leg S
[22 empty] | #3 @ | 0.11 | - | 0.22 | 16 | in o.c.
[10 empty] | Total Mu: | 9816.3441 | [10 empty] | #4 @ | 0.2 | 14 | 0.4 | 16 | in o.c.
[10 empty] | Total Vu: | 2265.3538 | [10 empty] | #5 @ | 0.31 | 16 | 0.62 | 16 | in o.c.
[10 empty] | Mu/Vu d: | 0.5683
[10 empty] | <0.25 | 49104.0528
[10 empty] | btwn | 42157.5735 | [10 empty] | fVn: | 30141.888 | lb | Status: | PASS
[10 empty] | >1,00 | 32736.0352
[10 empty] | Vn: | 42157.5735 | [9 empty] | Moment Capacity of Lintel: (Section 3.3.4.1)
[22 empty] | d: | 28 | in
[22 empty] | As: | 0.88 | in2
[9 empty] | TOTAL DESIGN SUMMARY | [12 empty] | fy: | 60000 | psi
[10 empty] | Demand |  | Capacity |  | S.F. | Status | Notes | [5 empty] | a: | 1.0312 | in
[10 empty] | Mu+: | 9816.3441 | fMn: | 11577.8665 | 1.1794 | PASS | Tension Controls | [5 empty] | fMn: | 108838.125 | ft-lb | Status: | PASS
[10 empty] | Mu-: | 2e-12 | fMn: | 11577.8665 | 5788933096807610 | PASS | Tension Controls
[10 empty] | Vu: | 2265.3538 | fVn: | 33726.0588 | 14.8878 | PASS | --- |  |  |  |  | Check minimum flexural strength:
[10 empty] | Pu: | 30074.9728 | fPn: | 128967.633 | 4.2882 | PASS | No Slender Provisions | [5 empty] | fr: | 200 | psi
[22 empty] | Sx: | 1301.3333 | in3
[9 empty] | Moment and Shear Scenarios | [12 empty] | Mcr: | 21688.8889 | ft-lb | Status: | PASS | ---
SOLID
[10 empty] | EQ |  |  | WIND | [7 empty] | Check maximum flexural reinforcement:
[10 empty] | w: | 261.392 |  | w: | 200 | [7 empty] | As,max: | 2.3224 | in2
[10 empty] | l: | 17.333 |  | w2 (parapet): | 200 | [10 empty] | Status: | PASS | ---
[10 empty] | a: | 1e-07
[21 empty] | Deflection Calculation: |  | (E = 900f'm)
[10 empty] | R2: | 2265.3538 |  | R2: | 1733.3 | [7 empty] | n: | 16.1111
[10 empty] | R1: | 2265.3538 |  | R1: | 1733.3 | [7 empty] | kd: | 10.3058
[10 empty] | Total: | 4530.7075 |  | Total: | 3466.6
[22 empty] | Ig: | 20821.3333 | in4
[10 empty] | Shear Points | X | EQ | W | [8 empty] | Icr: | 7220.887 | in4
[10 empty] | 1 | 0 | 2265.3538 | 1733.3 | [8 empty] | Ie: | 7428.2195 | in4
[10 empty] | 2 | 17.333 | -2265.3538 | -1733.3
[10 empty] | 3 | 17.333 | 2.6139e-05 | 4e-05 | [8 empty] | Δall: | 0.24 | in
[10 empty] | 4 | 17.333 | 0 | 0 | [8 empty] | Δ: | 0.12458 | in | Status: | PASS
[22 empty] | Span/Def Ratio: | 1348.5255
[10 empty] | Moment | X | EQ | W
[10 empty] | M1 | 8.6665 | 9816.3441 | 7510.8221
[10 empty] | M2 | 17.333 | -1.307e-12 | -2e-12
OPEN
[10 empty] | EQ |  |  | WIND
[10 empty] | ww: | 65.348 |  | ww: | 50
[10 empty] | wl: | 196.044 |  | wl: | 150
[10 empty] | l: | 17.333 |  | w (parapet): | 200
[10 empty] | a: | 1e-07
[10 empty] | b: | 3.333
[10 empty] | c: | 3.333
[10 empty] | R2: | 1156.9298 |  | R2: | 885.2068
[10 empty] | R1: | 629.1617 | 629.1617 | R1: | 481.3932
[10 empty] | Total: | 1786.0915 |  | Total: | 1366.6
[10 empty] | Shear Points | X | EQ | W
[10 empty] | 1 | 0 | 629.1617 | 481.3932
[10 empty] | 2 | 14 | -285.7103 | -218.6068
[10 empty] | 3 | 17.333 | -1156.9298 | -885.2068
[10 empty] | 4 | 17.333 | 2.6139e-05 | 4e-05
[11 empty] | 17.333 | 6.6734e-14 | -1.1369e-13
[10 empty] | Moment | X | EQ | W
[10 empty] | 1 | 0 | 0 | 0
[10 empty] | 2E | 9.6279 | 3028.7418 | ---
[10 empty] | 2W | 9.6279 | --- | 2317.3944
[10 empty] | 3 | 14 | 2404.1597 | 1839.5052
[10 empty] | 4 | 17.333 | 0 | -2.16e-12
[10 empty] | 5 | 17.333 | 1.307e-12 | -1.6005e-13
[10 empty] | SOLID? | TRUE
[11 empty] | SOLID EQ | SOLID W | OPEN EQ | OPEN W | OVERALL SOLID | OVERALL OPEN | DESIGN
[10 empty] | Mu+ (no parapet) | 9816.3441 | 7510.8221 | 3343.6776 | 2558.3626 | 9816.3441 | 3343.6776 | 9816.3441
[10 empty] | Mu+ | 9816.3441 | 7510.8221 | 3028.7418 | 2317.3944
[10 empty] | Mu- | -1.307e-12 | -2e-12 | 0 | -2.16e-12 | -2e-12 | -2.16e-12 | -2e-12
[10 empty] | Vu | 2265.3538 | 1733.3 | 1156.9298 | 885.2068 | 2265.3538 | 1156.9298 | 2265.3538
[10 empty] | Total Load: | 4530.7075 | 3466.6 | 1786.0915 | 1366.6 | 4530.7075 | 1786.0915 | 4530.7075

## LINTEL3
MASONRY WALL OPENING | [8 empty] | Data and Program Calculations | [12 empty] | Program Tables | [6 empty] | Assumptions + Quick Checks | [8 empty] | Program Graphing
CREECH DRP PH2 - E/W WALL: LINTEL DESIGN FOR | [8 empty] | Code Reference or Sub-title | [19 empty] | Assumptions:
[14 empty] | Lintel Depth: | 0 | in | [13 empty] | - Load combination factor f1 = 1.0. This may be changed in the data sheet if conditions are different. | [7 empty] | Wall Outline
General Design Input | [9 empty] | Total Wall Height: | 0 | ft |  | No. of Long Bars: | 0 |  |  | Vert DL: | 0 | plf |  | 0 | Wall Thickness | [6 empty] | - Reinforcement is grade 60. | [7 empty] | POINT | X | Y
[10 empty] | Wall Thickness: | #N/A | in |  | Bar Size: | 0 |  |  | Vert LL: | 0 | plf |  | Choose | Choose | Thickness | Solid Wt |  |  |  |  | - Modulus of rupture, fr = 200psi (Type S mortar) | [7 empty] | 1 | 1 | 1
| Total Wall Height: | 0 |  | Lintel Depth: | 0 | #N/A | Vert DL: | 0 |  | Opening Height: | 0 | ft |  | No. of Courses: | 0 |  |  | Vert SL: | 0 | plf |  | 8" CMU | 8" CMU | 7.625 | 84 | [12 empty] | 2 | #N/A | 1
| Block Thickness: | 0 |  | No. of Long Bars: | 0 |  | Vert LL: | 0 |  | Opening Width: | 0 | ft |  | Column Width: | 0 | in |  | Horz Wind: | 25 | psf |  | 10" CMU | 10" CMU | 9.625 | 104 | [12 empty] | 3 | #N/A | 1
| Opening Height: | 0 |  | Bar Size: | 0 |  | Vert SL: | 0 |  | Roof Deck Height: | -1e-07 | ft |  | Depth to Bar: | #N/A | in |  | Horz Quake: | #N/A | psf |  | 12" CMU | 12" CMU | 11.625 | 133 | [12 empty] | 4 | #N/A | 1
| Opening Width: | 0 |  | No. of Courses: | 0 |  | Horz Wind: | 25 |  | Grouted @: | #N/A | in oc |  | No. of Bars: | 3 |  |  | Solid Opening: | TRUE |  |  | USE | #N/A | #N/A | #N/A | [12 empty] | 5 | #N/A | 1
| Roof Deck Height: | 0 |  |  |  |  | Horz Quake: | #N/A |  | Masonry f'm: | 2000 | psi |  | Bar Size: | 0 |  |  | Bar fy: | 60 | ksi | [17 empty] | 6 | #N/A | 1
| Cells Grouted @: | 0 |  | Column Width: | 0 |  | Solid Opening: | Y | [5 empty] | No bars/cell: | 0 | [14 empty] | Quick Checks: | [5 empty] | Overall Status: | #N/A | 7 | #N/A | 1
| Masonry f'm: | 2000 |  | Depth to Bar(s): | #N/A |  |  |  | General Calculations | [5 empty] | Column Loading: | [6 empty] | 0 | Vertical Grout Spacing | [14 empty] | 8 | 1 | 1
|  |  |  | No. of Bars: | 3 | [16 empty] | Choose | Choose | Width | 8" CMU | 10" CMU | 12" CMU |  |  | LINTEL | [7 empty] | 9 | 1 | 1
|  |  |  | Bar Size: | 0 | [5 empty] | Wall Slenderness Ratio: | #N/A | h/w |  |  | Tributary Width from Wall: | #N/A | ft |  |  |  | 48" o.c. | 48" o.c. | 48 | 55 | 70 | 83 |  |  | Demand |  | Capacity |  | Status | Notes
Analysis and Calculations | [10 empty] | Wall Weight: | #N/A | psf |  |  | Tribtary Width from Lintel: | 0 | ft |  |  |  | 32" o.c. | 32" o.c. | 32 | 58 | 74 | 89 |  |  | Mu: | #N/A | fMn: | #N/A | #N/A | --- |  |  | Roof Line
[11 empty] | Solid Grout Weight: | #N/A | psf |  |  | DL in Column: | #N/A | lb |  |  |  | 24 o.c. | 24 o.c. | 24 | 61 | 78 | 94 |  |  | Vu: | #N/A | fVn: | #N/A | #N/A | --- |  |  | POINT | X | Y
Masonry Lintel: | [10 empty] | Vert Lintel Weight: | #N/A | plf |  |  | LL in Column: | 0 | lb |  |  |  | 16" o.c. | 16" o.c. | 16 | 66 | 86 | 103 |  |  | 1.3Mcr | #N/A | Mn: | #N/A | #N/A | #N/A |  |  | 1 | 1 | 1
| Arching action: | No | [8 empty] | Column Weight: | #N/A | lb |  |  | SL in Column: | 0 | lb |  |  |  | 8" o.c. | 8" o.c. | 8 | 84 | 104 | 133 |  |  | Δ: | #N/A | Δall: | 0 | #N/A | --- |  |  | 2 | #N/A | 1
| Effective Span, le: | 0 | [13 empty] | Wind Load 1 Out of Plane: | #N/A | plf from wall |  |  |  | Solid | Solid | 8 | 84 | 104 | 133 |  |  | As,max: | #N/A | As: | #N/A | #N/A | #N/A
| Depth to Reinf, d: | 0 | [7 empty] | Wall Type: | 0 |  |  |  |  | Wind Load 2 Out of Plane: | 0 | plf from lintel |  |  |  | USE | #N/A | #N/A | #N/A | #N/A | #N/A |  |  | Cu: | #N/A | fCn: | #N/A | #N/A | #N/A
[10 empty] | Wall Weight: | #N/A |  |  |  |  | Quake Load 1 Out of Plane: | #N/A | plf from wall | [7 empty] | Wall Weight: | #N/A | [10 empty] | Columns
Demand |  | Capacity | [7 empty] | EQ: | #N/A |  |  |  |  | Quake Load 2 Out of Plane: | #N/A | plf from lintel | [11 empty] | COLUMN | [7 empty] | POINT | X | Y
Mu: | #N/A | fMn: | #N/A | [26 empty] | Demand |  | Capacity |  | Status | Notes |  |  | 1 | #N/A | 1
Vu: | #N/A | fVn: | #N/A | [5 empty] | Out of Plane Bending in Wall | [20 empty] | Mu+: | #N/A | fMn: | #N/A | #N/A | #N/A |  |  | 2 | #N/A | 1
[22 empty] | Reinforcing Bar Area | [7 empty] | Mu-: | #N/A | fMn: | #N/A | #N/A | #N/A |  |  | 3 | #N/A | 1
| Min. Capacity: | #N/A | [7 empty] | Load Combinaton: | Load 1 | Load 2 | [9 empty] | 3 | 0.11 | [6 empty] | Vu: | #N/A | fVn: | #N/A | #N/A | --- |  |  | 4 | #N/A | 1
| Deflection: | #N/A | [7 empty] | 1.2 D + E: | #N/A | #N/A |  |  |  | Design Forces | [5 empty] | 4 | 0.2 | [6 empty] | Pu: | #N/A | fPn: | #N/A | #N/A | #N/A |  |  | 5 | #N/A | 1
| #N/A | [8 empty] | 1.2 D + 1.0W: | #N/A | 0 |  |  | Mu+: | #N/A | lb-ft |  |  |  |  | 5 | 0.31 | [14 empty] | 6 | #N/A | 1
Masonry Column: | [9 empty] | USE: | #N/A | #N/A | plf |  | Mu-: | #N/A | lb-ft |  |  |  |  | 6 | 0.44 | [14 empty] | 7 | #N/A | 1
Demand |  | Capacity | [12 empty] | Vu: | #N/A | lb |  |  |  |  | 7 | 0.6 | [14 empty] | 8 | #N/A | 1
Mu+: | #N/A | fMn: | #N/A | [6 empty] | Moment Capacity of Wall | [11 empty] | 8 | 0.79
Mu-: | #N/A | fMn: | #N/A | [6 empty] | As: | #N/A | in2 | a: | #N/A |  |  |  | Compression Mn: | #N/A | lb-ft |  | 9 | 1 | [14 empty] | MAX | #N/A | #N/A
Vu: | #N/A | fVn: | #N/A | [6 empty] | Fy: | 60000 | psi | b: | 0 |  |  |  | Tension Mn: | #N/A | lb-ft
Pu: | #N/A | fPn: | #N/A | [6 empty] | d: | #N/A | in | f'm check: | #N/A | #N/A | [22 empty] | Beam
[10 empty] | c: | #N/A | in | Mn: | #N/A | lb-ft | [22 empty] | POINT | X | Y
Design Summary | [37 empty] | 1 | #N/A | 1
[38 empty] | 2 | #N/A | 1
| Masonry Lintel |  |  |  |  | Masonry Column | [14 empty] | LINTEL CALCULATIONS | [16 empty] | 3 | #N/A | 1
| No. Grouted Courses: | 0 |  |  |  | No. of Grouted Cells: | 0 | [13 empty] | Parameters for Calculations: | [16 empty] | 4 | #N/A | 1
| Flexural Reinforcing: | (0) #0 |  |  |  | Long. Reinforcing: | (3) #0 | [14 empty] | le: | 0 | ft | [13 empty] | 5 | #N/A | 1
| #N/A | 1-Leg | 2-Legs |  |  | Depth to bar(s): | #N/A | [30 empty] | 6 | #N/A | 1
| #3 @ | #N/A | #N/A
| #4 @ | #N/A | #N/A | [17 empty] | Arching action allowed: |  | No
| #5 @ | #N/A | #N/A |  |  |  | Overall Status: | #N/A | [13 empty] | Allow h: | 0.66667 | ft
[22 empty] | DL w/ Arching Action: | #N/A | plf
Design Loads:
Service Loading
[22 empty] | DL: | #N/A | plf | TL: | #N/A | plf
[22 empty] | LL: | 0 | plf
[22 empty] | SL: | 0 | plf | Mser: | #N/A | ft-lb
Axial Load Design section 3.3.4
[21 empty] | Load Combinations: |  | f1: | 1
[10 empty] | Pu: | #N/A | lb | [9 empty] | 1.2 D + 1.6 L + 0.5 S | #N/A | plf
[10 empty] | Column Area: | #N/A | in2 |  | Pn: | #N/A | Eq 3-18 | [5 empty] | 1.2 D + 1.6 S + f1 L | #N/A | plf
[10 empty] | Ix: | #N/A | in4 |  | Pn: | #N/A | Eq 3-19 | [5 empty] | #N/A | #N/A | plf
[10 empty] | r: | #N/A |  |  | Pn: | #N/A | lb
[10 empty] | Column h/r: | #N/A | [10 empty] | Mu: | #N/A | ft-lb
[22 empty] | Vu: | #N/A | lb
Shear Capacity of Lintel: (Section 3.3.4.1.2)
Shear strength of masonry:
[22 empty] | An: | #N/A | in2 |  | Check Bearing of lintel:
[9 empty] | Slender Wall Design Provisions 3.3.5 | [12 empty] | Mu/Vu*dv: | #N/A |  |  | fCn: | #N/A | lb
[22 empty] | Vm: | #N/A | lb |  | Status: | #N/A
[10 empty] | h/w: | #N/A |  |  |  | If h/w >30 Then these slender wall criteria control | [11 empty] | #N/A
[10 empty] | Pu/Ag: | #N/A |  |  |  |  | Deflection: | #N/A | in |  |  | Shear strength of reinforcement:
[10 empty] | 0.20 f'm: | 400 | #N/A |  |  |  | Eccentricity: | #N/A | in |  |  |  | Min Av: | #N/A | in2
[10 empty] | 0.05 f'm | 100 | #N/A |  |  |  | Additional Moment: | #N/A | lb-ft |  |  |  | Max S: | 0 | in
[12 empty] | #N/A |  |  |  | Additional Moment: | #N/A | lb-ft |  |  |  | Vs: | #N/A | lb | Status: | #N/A
[9 empty] | Shear Calculations | [13 empty] | 1-Leg Area | 1-Leg S | 2-Leg Area | 2-Leg S
[22 empty] | #3 @ | 0.11 | #N/A | 0.22 | #N/A | in o.c.
[10 empty] | Total Mu: | #N/A | [10 empty] | #4 @ | 0.2 | #N/A | 0.4 | #N/A | in o.c.
[10 empty] | Total Vu: | #N/A | [10 empty] | #5 @ | 0.31 | #N/A | 0.62 | #N/A | in o.c.
[10 empty] | Mu/Vu d: | #N/A
[10 empty] | <0.25 | #N/A
[10 empty] | btwn | #N/A | [10 empty] | fVn: | #N/A | lb | Status: | #N/A
[10 empty] | >1,00 | #N/A
[10 empty] | Vn: | #N/A | [9 empty] | Moment Capacity of Lintel: (Section 3.3.4.1)
[22 empty] | d: | 0 | in
[22 empty] | As: | #N/A | in2
[9 empty] | TOTAL DESIGN SUMMARY | [12 empty] | fy: | 60000 | psi
[10 empty] | Demand |  | Capacity |  | S.F. | Status | Notes | [5 empty] | a: | #N/A | in
[10 empty] | Mu+: | #N/A | fMn: | #N/A | #N/A | #N/A | #N/A | [5 empty] | fMn: | #N/A | ft-lb | Status: | #N/A
[10 empty] | Mu-: | #N/A | fMn: | #N/A | #N/A | #N/A | #N/A
[10 empty] | Vu: | #N/A | fVn: | #N/A | #N/A | #N/A | --- |  |  |  |  | Check minimum flexural strength:
[10 empty] | Pu: | #N/A | fPn: | #N/A | #N/A | #N/A | #N/A | [5 empty] | fr: | 200 | psi
[22 empty] | Sx: | #N/A | in3
[9 empty] | Moment and Shear Scenarios | [12 empty] | Mcr: | #N/A | ft-lb | Status: | #N/A | #N/A
SOLID
[10 empty] | EQ |  |  | WIND | [7 empty] | Check maximum flexural reinforcement:
[10 empty] | w: | #N/A |  | w: | #N/A | [7 empty] | As,max: | #N/A | in2
[10 empty] | l: | -1e-07 |  | w2 (parapet): | #N/A | [10 empty] | Status: | #N/A | #N/A
[10 empty] | a: | 1e-07
[21 empty] | Deflection Calculation: |  | (E = 900f'm)
[10 empty] | R2: | #N/A |  | R2: | #N/A | [7 empty] | n: | 16.1111
[10 empty] | R1: | #N/A |  | R1: | #N/A | [7 empty] | kd: | #N/A
[10 empty] | Total: | #N/A |  | Total: | #N/A
[22 empty] | Ig: | #N/A | in4
[10 empty] | Shear Points | X | EQ | W | [8 empty] | Icr: | #N/A | in4
[10 empty] | 1 | 0 | #N/A | #N/A | [8 empty] | Ie: | #N/A | in4
[10 empty] | 2 | -1e-07 | #N/A | #N/A
[10 empty] | 3 | -1e-07 | #N/A | #N/A | [8 empty] | Δall: | 0 | in
[10 empty] | 4 | 0 | 0 | 0 | [8 empty] | Δ: | #N/A | in | Status: | #N/A
[22 empty] | Span/Def Ratio: | #N/A
[10 empty] | Moment | X | EQ | W
[10 empty] | M1 | 0 | #N/A | #N/A
[10 empty] | M2 | -1e-07 | #N/A | #N/A
OPEN
[10 empty] | EQ |  |  | WIND
[10 empty] | ww: | #N/A |  | ww: | #N/A
[10 empty] | wl: | #N/A |  | wl: | 0
[10 empty] | l: | -1e-07 |  | w (parapet): | #N/A
[10 empty] | a: | 1e-07
[10 empty] | b: | -1e-07
[10 empty] | c: | 0
[10 empty] | R2: | #N/A |  | R2: | #N/A
[10 empty] | R1: | #N/A | #N/A | R1: | #N/A
[10 empty] | Total: | #N/A |  | Total: | #N/A
[10 empty] | Shear Points | X | EQ | W
[10 empty] | 1 | 0 | #N/A | #N/A
[10 empty] | 2 | 0 | #N/A | #N/A
[10 empty] | 3 | -1e-07 | #N/A | #N/A
[10 empty] | 4 | -1e-07 | #N/A | #N/A
[11 empty] | 0 | #N/A | #N/A
[10 empty] | Moment | X | EQ | W
[10 empty] | 1 | 0 | 0 | 0
[10 empty] | 2E | #N/A | #N/A | ---
[10 empty] | 2W | #N/A | --- | #N/A
[10 empty] | 3 | 0 | #N/A | #N/A
[10 empty] | 4 | -1e-07 | #N/A | #N/A
[10 empty] | 5 | 0 | #N/A | #N/A
[10 empty] | SOLID? | TRUE
[11 empty] | SOLID EQ | SOLID W | OPEN EQ | OPEN W | OVERALL SOLID | OVERALL OPEN | DESIGN
[10 empty] | Mu+ (no parapet) | #N/A | #N/A | #N/A | #N/A | #N/A | #N/A | #N/A
[10 empty] | Mu+ | #N/A | #N/A | #N/A | #N/A
[10 empty] | Mu- | #N/A | #N/A | #N/A | #N/A | #N/A | #N/A | #N/A
[10 empty] | Vu | #N/A | #N/A | #N/A | #N/A | #N/A | #N/A | #N/A
[10 empty] | Total Load: | #N/A | #N/A | #N/A | #N/A | #N/A | #N/A | #N/A

## LINTEL4
MASONRY WALL OPENING | [8 empty] | Data and Program Calculations | [12 empty] | Program Tables | [6 empty] | Assumptions + Quick Checks | [8 empty] | Program Graphing
CREECH DRP PH2 - E/W WALL: LINTEL DESIGN FOR | [8 empty] | Code Reference or Sub-title | [19 empty] | Assumptions:
[14 empty] | Lintel Depth: | 0 | in | [13 empty] | - Load combination factor f1 = 1.0. This may be changed in the data sheet if conditions are different. | [7 empty] | Wall Outline
General Design Input | [9 empty] | Total Wall Height: | 0 | ft |  | No. of Long Bars: | 0 |  |  | Vert DL: |  | plf |  | 0 | Wall Thickness | [6 empty] | - Reinforcement is grade 60. | [7 empty] | POINT | X | Y
[10 empty] | Wall Thickness: | #N/A | in |  | Bar Size: | 0 |  |  | Vert LL: |  | plf |  | Choose | Choose | Thickness | Solid Wt |  |  |  |  | - Modulus of rupture, fr = 200psi (Type S mortar) | [7 empty] | 1 | 1 | 1
| Total Wall Height: | 0 |  | Lintel Depth: | 0 | #N/A | Vert DL: |  |  | Opening Height: | 0 | ft |  | No. of Courses: | 0 |  |  | Vert SL: |  | plf |  | 8" CMU | 8" CMU | 7.625 | 84 | [12 empty] | 2 | #N/A | 1
| Block Thickness: | 0 |  | No. of Long Bars: | 0 |  | Vert LL: |  |  | Opening Width: | 0 | ft |  | Column Width: | 0 | in |  | Horz Wind: | 25 | psf |  | 10" CMU | 10" CMU | 9.625 | 104 | [12 empty] | 3 | #N/A | 1
| Opening Height: | 0 |  | Bar Size: | 0 |  | Vert SL: |  |  | Roof Deck Height: | -1e-07 | ft |  | Depth to Bar: | #N/A | in |  | Horz Quake: | #N/A | psf |  | 12" CMU | 12" CMU | 11.625 | 133 | [12 empty] | 4 | #N/A | 1
| Opening Width: | 0 |  | No. of Courses: | 0 |  | Horz Wind: | 25 |  | Grouted @: | #N/A | in oc |  | No. of Bars: | 0 |  |  | Solid Opening: | TRUE |  |  | USE | #N/A | #N/A | #N/A | [12 empty] | 5 | #N/A | 1
| Roof Deck Height: | 0 |  |  |  |  | Horz Quake: | #N/A |  | Masonry f'm: | 2000 | psi |  | Bar Size: | 0 |  |  | Bar fy: | 60 | ksi | [17 empty] | 6 | #N/A | 1
| Cells Grouted @: | 0 |  | Column Width: | 0 |  | Solid Opening: | Y | [5 empty] | No bars/cell: | 0 | [14 empty] | Quick Checks: | [5 empty] | Overall Status: | #N/A | 7 | #N/A | 1
| Masonry f'm: | 2000 |  | Depth to Bar(s): | #N/A |  |  |  | General Calculations | [5 empty] | Column Loading: | [6 empty] | 0 | Vertical Grout Spacing | [14 empty] | 8 | 1 | 1
|  |  |  | No. of Bars: | 0 | [16 empty] | Choose | Choose | Width | 8" CMU | 10" CMU | 12" CMU |  |  | LINTEL | [7 empty] | 9 | 1 | 1
|  |  |  | Bar Size: | 0 | [5 empty] | Wall Slenderness Ratio: | #N/A | h/w |  |  | Tributary Width from Wall: | #N/A | ft |  |  |  | 48" o.c. | 48" o.c. | 48 | 55 | 70 | 83 |  |  | Demand |  | Capacity |  | Status | Notes
Analysis and Calculations | [10 empty] | Wall Weight: | #N/A | psf |  |  | Tribtary Width from Lintel: | 0 | ft |  |  |  | 32" o.c. | 32" o.c. | 32 | 58 | 74 | 89 |  |  | Mu: | #VALUE! | fMn: | #N/A | #N/A | --- |  |  | Roof Line
[11 empty] | Solid Grout Weight: | #N/A | psf |  |  | DL in Column: | #N/A | lb |  |  |  | 24 o.c. | 24 o.c. | 24 | 61 | 78 | 94 |  |  | Vu: | #VALUE! | fVn: | #VALUE! | #VALUE! | --- |  |  | POINT | X | Y
Masonry Lintel: | [10 empty] | Vert Lintel Weight: | #N/A | plf |  |  | LL in Column: | #VALUE! | lb |  |  |  | 16" o.c. | 16" o.c. | 16 | 66 | 86 | 103 |  |  | 1.3Mcr | #N/A | Mn: | #N/A | #N/A | #N/A |  |  | 1 | 1 | 1
| Arching action: | No | [8 empty] | Column Weight: | #N/A | lb |  |  | SL in Column: | #VALUE! | lb |  |  |  | 8" o.c. | 8" o.c. | 8 | 84 | 104 | 133 |  |  | Δ: | #VALUE! | Δall: | 0 | #VALUE! | --- |  |  | 2 | #N/A | 1
| Effective Span, le: | 0 | [13 empty] | Wind Load 1 Out of Plane: | #N/A | plf from wall |  |  |  | Solid | Solid | 8 | 84 | 104 | 133 |  |  | As,max: | #N/A | As: | #N/A | #N/A | #N/A
| Depth to Reinf, d: | 0 | [7 empty] | Wall Type: | 0 |  |  |  |  | Wind Load 2 Out of Plane: | 0 | plf from lintel |  |  |  | USE | #N/A | #N/A | #N/A | #N/A | #N/A |  |  | Cu: | #VALUE! | fCn: | #N/A | #N/A | #N/A
[10 empty] | Wall Weight: | #N/A |  |  |  |  | Quake Load 1 Out of Plane: | #N/A | plf from wall | [7 empty] | Wall Weight: | #N/A | [10 empty] | Columns
Demand |  | Capacity | [7 empty] | EQ: | #N/A |  |  |  |  | Quake Load 2 Out of Plane: | #N/A | plf from lintel | [11 empty] | COLUMN | [7 empty] | POINT | X | Y
Mu: | #VALUE! | fMn: | #N/A | [26 empty] | Demand |  | Capacity |  | Status | Notes |  |  | 1 | #N/A | 1
Vu: | #VALUE! | fVn: | #VALUE! | [5 empty] | Out of Plane Bending in Wall | [20 empty] | Mu+: | #N/A | fMn: | #N/A | #N/A | #N/A |  |  | 2 | #N/A | 1
[22 empty] | Reinforcing Bar Area | [7 empty] | Mu-: | #N/A | fMn: | #N/A | #N/A | #N/A |  |  | 3 | #N/A | 1
| Min. Capacity: | #N/A | [7 empty] | Load Combinaton: | Load 1 | Load 2 | [9 empty] | 3 | 0.11 | [6 empty] | Vu: | #N/A | fVn: | #N/A | #N/A | --- |  |  | 4 | #N/A | 1
| Deflection: | #VALUE! | [7 empty] | 1.2 D + E: | #N/A | #N/A |  |  |  | Design Forces | [5 empty] | 4 | 0.2 | [6 empty] | Pu: | #N/A | fPn: | #N/A | #N/A | #N/A |  |  | 5 | #N/A | 1
| #N/A | [8 empty] | 1.2 D + 1.0W: | #N/A | 0 |  |  | Mu+: | #N/A | lb-ft |  |  |  |  | 5 | 0.31 | [14 empty] | 6 | #N/A | 1
Masonry Column: | [9 empty] | USE: | #N/A | #N/A | plf |  | Mu-: | #N/A | lb-ft |  |  |  |  | 6 | 0.44 | [14 empty] | 7 | #N/A | 1
Demand |  | Capacity | [12 empty] | Vu: | #N/A | lb |  |  |  |  | 7 | 0.6 | [14 empty] | 8 | #N/A | 1
Mu+: | #N/A | fMn: | #N/A | [6 empty] | Moment Capacity of Wall | [11 empty] | 8 | 0.79
Mu-: | #N/A | fMn: | #N/A | [6 empty] | As: | #N/A | in2 | a: | #N/A |  |  |  | Compression Mn: | #N/A | lb-ft |  | 9 | 1 | [14 empty] | MAX | #N/A | #N/A
Vu: | #N/A | fVn: | #N/A | [6 empty] | Fy: | 60000 | psi | b: | 0 |  |  |  | Tension Mn: | #N/A | lb-ft
Pu: | #N/A | fPn: | #N/A | [6 empty] | d: | #N/A | in | f'm check: | #N/A | #N/A | [22 empty] | Beam
[10 empty] | c: | #N/A | in | Mn: | #N/A | lb-ft | [22 empty] | POINT | X | Y
Design Summary | [37 empty] | 1 | #N/A | 1
[38 empty] | 2 | #N/A | 1
| Masonry Lintel |  |  |  |  | Masonry Column | [14 empty] | LINTEL CALCULATIONS | [16 empty] | 3 | #N/A | 1
| No. Grouted Courses: | 0 |  |  |  | No. of Grouted Cells: | 0 | [13 empty] | Parameters for Calculations: | [16 empty] | 4 | #N/A | 1
| Flexural Reinforcing: | (0) #0 |  |  |  | Long. Reinforcing: | (0) #0 | [14 empty] | le: | 0 | ft | [13 empty] | 5 | #N/A | 1
| #VALUE! | 1-Leg | 2-Legs |  |  | Depth to bar(s): | #N/A | [30 empty] | 6 | #N/A | 1
| #3 @ | #VALUE! | #VALUE!
| #4 @ | #VALUE! | #VALUE! | [17 empty] | Arching action allowed: |  | No
| #5 @ | #VALUE! | #VALUE! |  |  |  | Overall Status: | #N/A | [13 empty] | Allow h: | 0.66667 | ft
[22 empty] | DL w/ Arching Action: | #N/A | plf
Design Loads:
Service Loading
[22 empty] | DL: | #VALUE! | plf | TL: | #VALUE! | plf
[22 empty] | LL: |  | plf
[22 empty] | SL: |  | plf | Mser: | #VALUE! | ft-lb
Axial Load Design section 3.3.4
[21 empty] | Load Combinations: |  | f1: | 1
[10 empty] | Pu: | #N/A | lb | [9 empty] | 1.2 D + 1.6 L + 0.5 S | #VALUE! | plf
[10 empty] | Column Area: | #N/A | in2 |  | Pn: | #N/A | Eq 3-18 | [5 empty] | 1.2 D + 1.6 S + f1 L | #VALUE! | plf
[10 empty] | Ix: | #N/A | in4 |  | Pn: | #N/A | Eq 3-19 | [5 empty] | #VALUE! | #VALUE! | plf
[10 empty] | r: | #N/A |  |  | Pn: | #N/A | lb
[10 empty] | Column h/r: | #N/A | [10 empty] | Mu: | #VALUE! | ft-lb
[22 empty] | Vu: | #VALUE! | lb
Shear Capacity of Lintel: (Section 3.3.4.1.2)
Shear strength of masonry:
[22 empty] | An: | #N/A | in2 |  | Check Bearing of lintel:
[9 empty] | Slender Wall Design Provisions 3.3.5 | [12 empty] | Mu/Vu*dv: | #VALUE! |  |  | fCn: | #N/A | lb
[22 empty] | Vm: | #VALUE! | lb |  | Status: | #N/A
[10 empty] | h/w: | #N/A |  |  |  | If h/w >30 Then these slender wall criteria control | [11 empty] | #N/A
[10 empty] | Pu/Ag: | #N/A |  |  |  |  | Deflection: | #N/A | in |  |  | Shear strength of reinforcement:
[10 empty] | 0.20 f'm: | 400 | #N/A |  |  |  | Eccentricity: | #N/A | in |  |  |  | Min Av: | #N/A | in2
[10 empty] | 0.05 f'm | 100 | #N/A |  |  |  | Additional Moment: | #N/A | lb-ft |  |  |  | Max S: | 0 | in
[12 empty] | #N/A |  |  |  | Additional Moment: | #N/A | lb-ft |  |  |  | Vs: | #VALUE! | lb | Status: | #VALUE!
[9 empty] | Shear Calculations | [13 empty] | 1-Leg Area | 1-Leg S | 2-Leg Area | 2-Leg S
[22 empty] | #3 @ | 0.11 | #VALUE! | 0.22 | #VALUE! | in o.c.
[10 empty] | Total Mu: | #N/A | [10 empty] | #4 @ | 0.2 | #VALUE! | 0.4 | #VALUE! | in o.c.
[10 empty] | Total Vu: | #N/A | [10 empty] | #5 @ | 0.31 | #VALUE! | 0.62 | #VALUE! | in o.c.
[10 empty] | Mu/Vu d: | #N/A
[10 empty] | <0.25 | #N/A
[10 empty] | btwn | #N/A | [10 empty] | fVn: | #VALUE! | lb | Status: | #VALUE!
[10 empty] | >1,00 | #N/A
[10 empty] | Vn: | #N/A | [9 empty] | Moment Capacity of Lintel: (Section 3.3.4.1)
[22 empty] | d: | 0 | in
[22 empty] | As: | #N/A | in2
[9 empty] | TOTAL DESIGN SUMMARY | [12 empty] | fy: | 60000 | psi
[10 empty] | Demand |  | Capacity |  | S.F. | Status | Notes | [5 empty] | a: | #N/A | in
[10 empty] | Mu+: | #N/A | fMn: | #N/A | #N/A | #N/A | #N/A | [5 empty] | fMn: | #N/A | ft-lb | Status: | #N/A
[10 empty] | Mu-: | #N/A | fMn: | #N/A | #N/A | #N/A | #N/A
[10 empty] | Vu: | #N/A | fVn: | #N/A | #N/A | #N/A | --- |  |  |  |  | Check minimum flexural strength:
[10 empty] | Pu: | #N/A | fPn: | #N/A | #N/A | #N/A | #N/A | [5 empty] | fr: | 200 | psi
[22 empty] | Sx: | #N/A | in3
[9 empty] | Moment and Shear Scenarios | [12 empty] | Mcr: | #N/A | ft-lb | Status: | #N/A | #N/A
SOLID
[10 empty] | EQ |  |  | WIND | [7 empty] | Check maximum flexural reinforcement:
[10 empty] | w: | #N/A |  | w: | #N/A | [7 empty] | As,max: | #N/A | in2
[10 empty] | l: | -1e-07 |  | w2 (parapet): | #N/A | [10 empty] | Status: | #N/A | #N/A
[10 empty] | a: | 1e-07
[21 empty] | Deflection Calculation: |  | (E = 900f'm)
[10 empty] | R2: | #N/A |  | R2: | #N/A | [7 empty] | n: | 16.1111
[10 empty] | R1: | #N/A |  | R1: | #N/A | [7 empty] | kd: | #N/A
[10 empty] | Total: | #N/A |  | Total: | #N/A
[22 empty] | Ig: | #N/A | in4
[10 empty] | Shear Points | X | EQ | W | [8 empty] | Icr: | #N/A | in4
[10 empty] | 1 | 0 | #N/A | #N/A | [8 empty] | Ie: | #N/A | in4
[10 empty] | 2 | -1e-07 | #N/A | #N/A
[10 empty] | 3 | -1e-07 | #N/A | #N/A | [8 empty] | Δall: | 0 | in
[10 empty] | 4 | 0 | 0 | 0 | [8 empty] | Δ: | #VALUE! | in | Status: | #VALUE!
[22 empty] | Span/Def Ratio: | #VALUE!
[10 empty] | Moment | X | EQ | W
[10 empty] | M1 | 0 | #N/A | #N/A
[10 empty] | M2 | -1e-07 | #N/A | #N/A
OPEN
[10 empty] | EQ |  |  | WIND
[10 empty] | ww: | #N/A |  | ww: | #N/A
[10 empty] | wl: | #N/A |  | wl: | 0
[10 empty] | l: | -1e-07 |  | w (parapet): | #N/A
[10 empty] | a: | 1e-07
[10 empty] | b: | -1e-07
[10 empty] | c: | 0
[10 empty] | R2: | #N/A |  | R2: | #N/A
[10 empty] | R1: | #N/A | #N/A | R1: | #N/A
[10 empty] | Total: | #N/A |  | Total: | #N/A
[10 empty] | Shear Points | X | EQ | W
[10 empty] | 1 | 0 | #N/A | #N/A
[10 empty] | 2 | 0 | #N/A | #N/A
[10 empty] | 3 | -1e-07 | #N/A | #N/A
[10 empty] | 4 | -1e-07 | #N/A | #N/A
[11 empty] | 0 | #N/A | #N/A
[10 empty] | Moment | X | EQ | W
[10 empty] | 1 | 0 | 0 | 0
[10 empty] | 2E | #N/A | #N/A | ---
[10 empty] | 2W | #N/A | --- | #N/A
[10 empty] | 3 | 0 | #N/A | #N/A
[10 empty] | 4 | -1e-07 | #N/A | #N/A
[10 empty] | 5 | 0 | #N/A | #N/A
[10 empty] | SOLID? | TRUE
[11 empty] | SOLID EQ | SOLID W | OPEN EQ | OPEN W | OVERALL SOLID | OVERALL OPEN | DESIGN
[10 empty] | Mu+ (no parapet) | #N/A | #N/A | #N/A | #N/A | #N/A | #N/A | #N/A
[10 empty] | Mu+ | #N/A | #N/A | #N/A | #N/A
[10 empty] | Mu- | #N/A | #N/A | #N/A | #N/A | #N/A | #N/A | #N/A
[10 empty] | Vu | #N/A | #N/A | #N/A | #N/A | #N/A | #N/A | #N/A
[10 empty] | Total Load: | #N/A | #N/A | #N/A | #N/A | #N/A | #N/A | #N/A

## LINTEL5
MASONRY WALL OPENING | [8 empty] | Data and Program Calculations | [12 empty] | Program Tables | [6 empty] | Assumptions + Quick Checks | [8 empty] | Program Graphing
CREECH DRP PH2 - E/W WALL: LINTEL DESIGN FOR | [8 empty] | Code Reference or Sub-title | [19 empty] | Assumptions:
[14 empty] | Lintel Depth: | 0 | in | [13 empty] | - Load combination factor f1 = 1.0. This may be changed in the data sheet if conditions are different. | [7 empty] | Wall Outline
General Design Input | [9 empty] | Total Wall Height: | 0 | ft |  | No. of Long Bars: | 0 |  |  | Vert DL: |  | plf |  | 0 | Wall Thickness | [6 empty] | - Reinforcement is grade 60. | [7 empty] | POINT | X | Y
[10 empty] | Wall Thickness: | #N/A | in |  | Bar Size: | 0 |  |  | Vert LL: |  | plf |  | Choose | Choose | Thickness | Solid Wt |  |  |  |  | - Modulus of rupture, fr = 200psi (Type S mortar) | [7 empty] | 1 | 1 | 1
| Total Wall Height: | 0 |  | Lintel Depth: | 0 | #N/A | Vert DL: |  |  | Opening Height: | 0 | ft |  | No. of Courses: | 0 |  |  | Vert SL: |  | plf |  | 8" CMU | 8" CMU | 7.625 | 84 | [12 empty] | 2 | #N/A | 1
| Block Thickness: | 0 |  | No. of Long Bars: | 0 |  | Vert LL: |  |  | Opening Width: | 0 | ft |  | Column Width: | 0 | in |  | Horz Wind: | 25 | psf |  | 10" CMU | 10" CMU | 9.625 | 104 | [12 empty] | 3 | #N/A | 1
| Opening Height: | 0 |  | Bar Size: | 0 |  | Vert SL: |  |  | Roof Deck Height: | -1e-07 | ft |  | Depth to Bar: | #N/A | in |  | Horz Quake: | #N/A | psf |  | 12" CMU | 12" CMU | 11.625 | 133 | [12 empty] | 4 | #N/A | 1
| Opening Width: | 0 |  | No. of Courses: | 0 |  | Horz Wind: | 25 |  | Grouted @: | #N/A | in oc |  | No. of Bars: | 0 |  |  | Solid Opening: | TRUE |  |  | USE | #N/A | #N/A | #N/A | [12 empty] | 5 | #N/A | 1
| Roof Deck Height: | 0 |  |  |  |  | Horz Quake: | #N/A |  | Masonry f'm: | 2000 | psi |  | Bar Size: | 0 |  |  | Bar fy: | 60 | ksi | [17 empty] | 6 | #N/A | 1
| Cells Grouted @: | 0 |  | Column Width: | 0 |  | Solid Opening: | Y | [5 empty] | No bars/cell: | 0 | [14 empty] | Quick Checks: | [5 empty] | Overall Status: | #N/A | 7 | #N/A | 1
| Masonry f'm: | 2000 |  | Depth to Bar(s): | #N/A |  |  |  | General Calculations | [5 empty] | Column Loading: | [6 empty] | 0 | Vertical Grout Spacing | [14 empty] | 8 | 1 | 1
|  |  |  | No. of Bars: | 0 | [16 empty] | Choose | Choose | Width | 8" CMU | 10" CMU | 12" CMU |  |  | LINTEL | [7 empty] | 9 | 1 | 1
|  |  |  | Bar Size: | 0 | [5 empty] | Wall Slenderness Ratio: | #N/A | h/w |  |  | Tributary Width from Wall: | #N/A | ft |  |  |  | 48" o.c. | 48" o.c. | 48 | 55 | 70 | 83 |  |  | Demand |  | Capacity |  | Status | Notes
Analysis and Calculations | [10 empty] | Wall Weight: | #N/A | psf |  |  | Tribtary Width from Lintel: | 0 | ft |  |  |  | 32" o.c. | 32" o.c. | 32 | 58 | 74 | 89 |  |  | Mu: | #VALUE! | fMn: | #N/A | #N/A | --- |  |  | Roof Line
[11 empty] | Solid Grout Weight: | #N/A | psf |  |  | DL in Column: | #N/A | lb |  |  |  | 24 o.c. | 24 o.c. | 24 | 61 | 78 | 94 |  |  | Vu: | #VALUE! | fVn: | #VALUE! | #VALUE! | --- |  |  | POINT | X | Y
Masonry Lintel: | [10 empty] | Vert Lintel Weight: | #N/A | plf |  |  | LL in Column: | #VALUE! | lb |  |  |  | 16" o.c. | 16" o.c. | 16 | 66 | 86 | 103 |  |  | 1.3Mcr | #N/A | Mn: | #N/A | #N/A | #N/A |  |  | 1 | 1 | 1
| Arching action: | No | [8 empty] | Column Weight: | #N/A | lb |  |  | SL in Column: | #VALUE! | lb |  |  |  | 8" o.c. | 8" o.c. | 8 | 84 | 104 | 133 |  |  | Δ: | #VALUE! | Δall: | 0 | #VALUE! | --- |  |  | 2 | #N/A | 1
| Effective Span, le: | 0 | [13 empty] | Wind Load 1 Out of Plane: | #N/A | plf from wall |  |  |  | Solid | Solid | 8 | 84 | 104 | 133 |  |  | As,max: | #N/A | As: | #N/A | #N/A | #N/A
| Depth to Reinf, d: | 0 | [7 empty] | Wall Type: | 0 |  |  |  |  | Wind Load 2 Out of Plane: | 0 | plf from lintel |  |  |  | USE | #N/A | #N/A | #N/A | #N/A | #N/A |  |  | Cu: | #VALUE! | fCn: | #N/A | #N/A | #N/A
[10 empty] | Wall Weight: | #N/A |  |  |  |  | Quake Load 1 Out of Plane: | #N/A | plf from wall | [7 empty] | Wall Weight: | #N/A | [10 empty] | Columns
Demand |  | Capacity | [7 empty] | EQ: | #N/A |  |  |  |  | Quake Load 2 Out of Plane: | #N/A | plf from lintel | [11 empty] | COLUMN | [7 empty] | POINT | X | Y
Mu: | #VALUE! | fMn: | #N/A | [26 empty] | Demand |  | Capacity |  | Status | Notes |  |  | 1 | #N/A | 1
Vu: | #VALUE! | fVn: | #VALUE! | [5 empty] | Out of Plane Bending in Wall | [20 empty] | Mu+: | #N/A | fMn: | #N/A | #N/A | #N/A |  |  | 2 | #N/A | 1
[22 empty] | Reinforcing Bar Area | [7 empty] | Mu-: | #N/A | fMn: | #N/A | #N/A | #N/A |  |  | 3 | #N/A | 1
| Min. Capacity: | #N/A | [7 empty] | Load Combinaton: | Load 1 | Load 2 | [9 empty] | 3 | 0.11 | [6 empty] | Vu: | #N/A | fVn: | #N/A | #N/A | --- |  |  | 4 | #N/A | 1
| Deflection: | #VALUE! | [7 empty] | 1.2 D + E: | #N/A | #N/A |  |  |  | Design Forces | [5 empty] | 4 | 0.2 | [6 empty] | Pu: | #N/A | fPn: | #N/A | #N/A | #N/A |  |  | 5 | #N/A | 1
| #N/A | [8 empty] | 1.2 D + 1.0W: | #N/A | 0 |  |  | Mu+: | #N/A | lb-ft |  |  |  |  | 5 | 0.31 | [14 empty] | 6 | #N/A | 1
Masonry Column: | [9 empty] | USE: | #N/A | #N/A | plf |  | Mu-: | #N/A | lb-ft |  |  |  |  | 6 | 0.44 | [14 empty] | 7 | #N/A | 1
Demand |  | Capacity | [12 empty] | Vu: | #N/A | lb |  |  |  |  | 7 | 0.6 | [14 empty] | 8 | #N/A | 1
Mu+: | #N/A | fMn: | #N/A | [6 empty] | Moment Capacity of Wall | [11 empty] | 8 | 0.79
Mu-: | #N/A | fMn: | #N/A | [6 empty] | As: | #N/A | in2 | a: | #N/A |  |  |  | Compression Mn: | #N/A | lb-ft |  | 9 | 1 | [14 empty] | MAX | #N/A | #N/A
Vu: | #N/A | fVn: | #N/A | [6 empty] | Fy: | 60000 | psi | b: | 0 |  |  |  | Tension Mn: | #N/A | lb-ft
Pu: | #N/A | fPn: | #N/A | [6 empty] | d: | #N/A | in | f'm check: | #N/A | #N/A | [22 empty] | Beam
[10 empty] | c: | #N/A | in | Mn: | #N/A | lb-ft | [22 empty] | POINT | X | Y
Design Summary | [37 empty] | 1 | #N/A | 1
[38 empty] | 2 | #N/A | 1
| Masonry Lintel |  |  |  |  | Masonry Column | [14 empty] | LINTEL CALCULATIONS | [16 empty] | 3 | #N/A | 1
| No. Grouted Courses: | 0 |  |  |  | No. of Grouted Cells: | 0 | [13 empty] | Parameters for Calculations: | [16 empty] | 4 | #N/A | 1
| Flexural Reinforcing: | (0) #0 |  |  |  | Long. Reinforcing: | (0) #0 | [14 empty] | le: | 0 | ft | [13 empty] | 5 | #N/A | 1
| #VALUE! | 1-Leg | 2-Legs |  |  | Depth to bar(s): | #N/A | [30 empty] | 6 | #N/A | 1
| #3 @ | #VALUE! | #VALUE!
| #4 @ | #VALUE! | #VALUE! | [17 empty] | Arching action allowed: |  | No
| #5 @ | #VALUE! | #VALUE! |  |  |  | Overall Status: | #N/A | [13 empty] | Allow h: | 0.66667 | ft
[22 empty] | DL w/ Arching Action: | #N/A | plf
Design Loads:
Service Loading
[22 empty] | DL: | #VALUE! | plf | TL: | #VALUE! | plf
[22 empty] | LL: |  | plf
[22 empty] | SL: |  | plf | Mser: | #VALUE! | ft-lb
Axial Load Design section 3.3.4
[21 empty] | Load Combinations: |  | f1: | 1
[10 empty] | Pu: | #N/A | lb | [9 empty] | 1.2 D + 1.6 L + 0.5 S | #VALUE! | plf
[10 empty] | Column Area: | #N/A | in2 |  | Pn: | #N/A | Eq 3-18 | [5 empty] | 1.2 D + 1.6 S + f1 L | #VALUE! | plf
[10 empty] | Ix: | #N/A | in4 |  | Pn: | #N/A | Eq 3-19 | [5 empty] | #VALUE! | #VALUE! | plf
[10 empty] | r: | #N/A |  |  | Pn: | #N/A | lb
[10 empty] | Column h/r: | #N/A | [10 empty] | Mu: | #VALUE! | ft-lb
[22 empty] | Vu: | #VALUE! | lb
Shear Capacity of Lintel: (Section 3.3.4.1.2)
Shear strength of masonry:
[22 empty] | An: | #N/A | in2 |  | Check Bearing of lintel:
[9 empty] | Slender Wall Design Provisions 3.3.5 | [12 empty] | Mu/Vu*dv: | #VALUE! |  |  | fCn: | #N/A | lb
[22 empty] | Vm: | #VALUE! | lb |  | Status: | #N/A
[10 empty] | h/w: | #N/A |  |  |  | If h/w >30 Then these slender wall criteria control | [11 empty] | #N/A
[10 empty] | Pu/Ag: | #N/A |  |  |  |  | Deflection: | #N/A | in |  |  | Shear strength of reinforcement:
[10 empty] | 0.20 f'm: | 400 | #N/A |  |  |  | Eccentricity: | #N/A | in |  |  |  | Min Av: | #N/A | in2
[10 empty] | 0.05 f'm | 100 | #N/A |  |  |  | Additional Moment: | #N/A | lb-ft |  |  |  | Max S: | 0 | in
[12 empty] | #N/A |  |  |  | Additional Moment: | #N/A | lb-ft |  |  |  | Vs: | #VALUE! | lb | Status: | #VALUE!
[9 empty] | Shear Calculations | [13 empty] | 1-Leg Area | 1-Leg S | 2-Leg Area | 2-Leg S
[22 empty] | #3 @ | 0.11 | #VALUE! | 0.22 | #VALUE! | in o.c.
[10 empty] | Total Mu: | #N/A | [10 empty] | #4 @ | 0.2 | #VALUE! | 0.4 | #VALUE! | in o.c.
[10 empty] | Total Vu: | #N/A | [10 empty] | #5 @ | 0.31 | #VALUE! | 0.62 | #VALUE! | in o.c.
[10 empty] | Mu/Vu d: | #N/A
[10 empty] | <0.25 | #N/A
[10 empty] | btwn | #N/A | [10 empty] | fVn: | #VALUE! | lb | Status: | #VALUE!
[10 empty] | >1,00 | #N/A
[10 empty] | Vn: | #N/A | [9 empty] | Moment Capacity of Lintel: (Section 3.3.4.1)
[22 empty] | d: | 0 | in
[22 empty] | As: | #N/A | in2
[9 empty] | TOTAL DESIGN SUMMARY | [12 empty] | fy: | 60000 | psi
[10 empty] | Demand |  | Capacity |  | S.F. | Status | Notes | [5 empty] | a: | #N/A | in
[10 empty] | Mu+: | #N/A | fMn: | #N/A | #N/A | #N/A | #N/A | [5 empty] | fMn: | #N/A | ft-lb | Status: | #N/A
[10 empty] | Mu-: | #N/A | fMn: | #N/A | #N/A | #N/A | #N/A
[10 empty] | Vu: | #N/A | fVn: | #N/A | #N/A | #N/A | --- |  |  |  |  | Check minimum flexural strength:
[10 empty] | Pu: | #N/A | fPn: | #N/A | #N/A | #N/A | #N/A | [5 empty] | fr: | 200 | psi
[22 empty] | Sx: | #N/A | in3
[9 empty] | Moment and Shear Scenarios | [12 empty] | Mcr: | #N/A | ft-lb | Status: | #N/A | #N/A
SOLID
[10 empty] | EQ |  |  | WIND | [7 empty] | Check maximum flexural reinforcement:
[10 empty] | w: | #N/A |  | w: | #N/A | [7 empty] | As,max: | #N/A | in2
[10 empty] | l: | -1e-07 |  | w2 (parapet): | #N/A | [10 empty] | Status: | #N/A | #N/A
[10 empty] | a: | 1e-07
[21 empty] | Deflection Calculation: |  | (E = 900f'm)
[10 empty] | R2: | #N/A |  | R2: | #N/A | [7 empty] | n: | 16.1111
[10 empty] | R1: | #N/A |  | R1: | #N/A | [7 empty] | kd: | #N/A
[10 empty] | Total: | #N/A |  | Total: | #N/A
[22 empty] | Ig: | #N/A | in4
[10 empty] | Shear Points | X | EQ | W | [8 empty] | Icr: | #N/A | in4
[10 empty] | 1 | 0 | #N/A | #N/A | [8 empty] | Ie: | #N/A | in4
[10 empty] | 2 | -1e-07 | #N/A | #N/A
[10 empty] | 3 | -1e-07 | #N/A | #N/A | [8 empty] | Δall: | 0 | in
[10 empty] | 4 | 0 | 0 | 0 | [8 empty] | Δ: | #VALUE! | in | Status: | #VALUE!
[22 empty] | Span/Def Ratio: | #VALUE!
[10 empty] | Moment | X | EQ | W
[10 empty] | M1 | 0 | #N/A | #N/A
[10 empty] | M2 | -1e-07 | #N/A | #N/A
OPEN
[10 empty] | EQ |  |  | WIND
[10 empty] | ww: | #N/A |  | ww: | #N/A
[10 empty] | wl: | #N/A |  | wl: | 0
[10 empty] | l: | -1e-07 |  | w (parapet): | #N/A
[10 empty] | a: | 1e-07
[10 empty] | b: | -1e-07
[10 empty] | c: | 0
[10 empty] | R2: | #N/A |  | R2: | #N/A
[10 empty] | R1: | #N/A | #N/A | R1: | #N/A
[10 empty] | Total: | #N/A |  | Total: | #N/A
[10 empty] | Shear Points | X | EQ | W
[10 empty] | 1 | 0 | #N/A | #N/A
[10 empty] | 2 | 0 | #N/A | #N/A
[10 empty] | 3 | -1e-07 | #N/A | #N/A
[10 empty] | 4 | -1e-07 | #N/A | #N/A
[11 empty] | 0 | #N/A | #N/A
[10 empty] | Moment | X | EQ | W
[10 empty] | 1 | 0 | 0 | 0
[10 empty] | 2E | #N/A | #N/A | ---
[10 empty] | 2W | #N/A | --- | #N/A
[10 empty] | 3 | 0 | #N/A | #N/A
[10 empty] | 4 | -1e-07 | #N/A | #N/A
[10 empty] | 5 | 0 | #N/A | #N/A
[10 empty] | SOLID? | TRUE
[11 empty] | SOLID EQ | SOLID W | OPEN EQ | OPEN W | OVERALL SOLID | OVERALL OPEN | DESIGN
[10 empty] | Mu+ (no parapet) | #N/A | #N/A | #N/A | #N/A | #N/A | #N/A | #N/A
[10 empty] | Mu+ | #N/A | #N/A | #N/A | #N/A
[10 empty] | Mu- | #N/A | #N/A | #N/A | #N/A | #N/A | #N/A | #N/A
[10 empty] | Vu | #N/A | #N/A | #N/A | #N/A | #N/A | #N/A | #N/A
[10 empty] | Total Load: | #N/A | #N/A | #N/A | #N/A | #N/A | #N/A | #N/A

## LINTEL6
MASONRY WALL OPENING | [8 empty] | Data and Program Calculations | [12 empty] | Program Tables | [6 empty] | Assumptions + Quick Checks | [8 empty] | Program Graphing
CREECH DRP PH2 - E/W WALL: LINTEL DESIGN FOR | [8 empty] | Code Reference or Sub-title | [19 empty] | Assumptions:
[14 empty] | Lintel Depth: | 0 | in | [13 empty] | - Load combination factor f1 = 1.0. This may be changed in the data sheet if conditions are different. | [7 empty] | Wall Outline
General Design Input | [9 empty] | Total Wall Height: | 0 | ft |  | No. of Long Bars: | 0 |  |  | Vert DL: |  | plf |  | 0 | Wall Thickness | [6 empty] | - Reinforcement is grade 60. | [7 empty] | POINT | X | Y
[10 empty] | Wall Thickness: | #N/A | in |  | Bar Size: | 0 |  |  | Vert LL: |  | plf |  | Choose | Choose | Thickness | Solid Wt |  |  |  |  | - Modulus of rupture, fr = 200psi (Type S mortar) | [7 empty] | 1 | 1 | 1
| Total Wall Height: | 0 |  | Lintel Depth: | 0 | #N/A | Vert DL: |  |  | Opening Height: | 0 | ft |  | No. of Courses: | 0 |  |  | Vert SL: |  | plf |  | 8" CMU | 8" CMU | 7.625 | 84 | [12 empty] | 2 | #N/A | 1
| Block Thickness: | 0 |  | No. of Long Bars: | 0 |  | Vert LL: |  |  | Opening Width: | 0 | ft |  | Column Width: | 0 | in |  | Horz Wind: | 25 | psf |  | 10" CMU | 10" CMU | 9.625 | 104 | [12 empty] | 3 | #N/A | 1
| Opening Height: | 0 |  | Bar Size: | 0 |  | Vert SL: |  |  | Roof Deck Height: | -1e-07 | ft |  | Depth to Bar: | #N/A | in |  | Horz Quake: | #N/A | psf |  | 12" CMU | 12" CMU | 11.625 | 133 | [12 empty] | 4 | #N/A | 1
| Opening Width: | 0 |  | No. of Courses: | 0 |  | Horz Wind: | 25 |  | Grouted @: | #N/A | in oc |  | No. of Bars: | 0 |  |  | Solid Opening: | TRUE |  |  | USE | #N/A | #N/A | #N/A | [12 empty] | 5 | #N/A | 1
| Roof Deck Height: | 0 |  |  |  |  | Horz Quake: | #N/A |  | Masonry f'm: | 2000 | psi |  | Bar Size: | 0 |  |  | Bar fy: | 60 | ksi | [17 empty] | 6 | #N/A | 1
| Cells Grouted @: | 0 |  | Column Width: | 0 |  | Solid Opening: | Y | [5 empty] | No bars/cell: | 0 | [14 empty] | Quick Checks: | [5 empty] | Overall Status: | #N/A | 7 | #N/A | 1
| Masonry f'm: | 2000 |  | Depth to Bar(s): | #N/A |  |  |  | General Calculations | [5 empty] | Column Loading: | [6 empty] | 0 | Vertical Grout Spacing | [14 empty] | 8 | 1 | 1
|  |  |  | No. of Bars: | 0 | [16 empty] | Choose | Choose | Width | 8" CMU | 10" CMU | 12" CMU |  |  | LINTEL | [7 empty] | 9 | 1 | 1
|  |  |  | Bar Size: | 0 | [5 empty] | Wall Slenderness Ratio: | #N/A | h/w |  |  | Tributary Width from Wall: | #N/A | ft |  |  |  | 48" o.c. | 48" o.c. | 48 | 55 | 70 | 83 |  |  | Demand |  | Capacity |  | Status | Notes
Analysis and Calculations | [10 empty] | Wall Weight: | #N/A | psf |  |  | Tribtary Width from Lintel: | 0 | ft |  |  |  | 32" o.c. | 32" o.c. | 32 | 58 | 74 | 89 |  |  | Mu: | #VALUE! | fMn: | #N/A | #N/A | --- |  |  | Roof Line
[11 empty] | Solid Grout Weight: | #N/A | psf |  |  | DL in Column: | #N/A | lb |  |  |  | 24 o.c. | 24 o.c. | 24 | 61 | 78 | 94 |  |  | Vu: | #VALUE! | fVn: | #VALUE! | #VALUE! | --- |  |  | POINT | X | Y
Masonry Lintel: | [10 empty] | Vert Lintel Weight: | #N/A | plf |  |  | LL in Column: | #VALUE! | lb |  |  |  | 16" o.c. | 16" o.c. | 16 | 66 | 86 | 103 |  |  | 1.3Mcr | #N/A | Mn: | #N/A | #N/A | #N/A |  |  | 1 | 1 | 1
| Arching action: | No | [8 empty] | Column Weight: | #N/A | lb |  |  | SL in Column: | #VALUE! | lb |  |  |  | 8" o.c. | 8" o.c. | 8 | 84 | 104 | 133 |  |  | Δ: | #VALUE! | Δall: | 0 | #VALUE! | --- |  |  | 2 | #N/A | 1
| Effective Span, le: | 0 | [13 empty] | Wind Load 1 Out of Plane: | #N/A | plf from wall |  |  |  | Solid | Solid | 8 | 84 | 104 | 133 |  |  | As,max: | #N/A | As: | #N/A | #N/A | #N/A
| Depth to Reinf, d: | 0 | [7 empty] | Wall Type: | 0 |  |  |  |  | Wind Load 2 Out of Plane: | 0 | plf from lintel |  |  |  | USE | #N/A | #N/A | #N/A | #N/A | #N/A |  |  | Cu: | #VALUE! | fCn: | #N/A | #N/A | #N/A
[10 empty] | Wall Weight: | #N/A |  |  |  |  | Quake Load 1 Out of Plane: | #N/A | plf from wall | [7 empty] | Wall Weight: | #N/A | [10 empty] | Columns
Demand |  | Capacity | [7 empty] | EQ: | #N/A |  |  |  |  | Quake Load 2 Out of Plane: | #N/A | plf from lintel | [11 empty] | COLUMN | [7 empty] | POINT | X | Y
Mu: | #VALUE! | fMn: | #N/A | [26 empty] | Demand |  | Capacity |  | Status | Notes |  |  | 1 | #N/A | 1
Vu: | #VALUE! | fVn: | #VALUE! | [5 empty] | Out of Plane Bending in Wall | [20 empty] | Mu+: | #N/A | fMn: | #N/A | #N/A | #N/A |  |  | 2 | #N/A | 1
[22 empty] | Reinforcing Bar Area | [7 empty] | Mu-: | #N/A | fMn: | #N/A | #N/A | #N/A |  |  | 3 | #N/A | 1
| Min. Capacity: | #N/A | [7 empty] | Load Combinaton: | Load 1 | Load 2 | [9 empty] | 3 | 0.11 | [6 empty] | Vu: | #N/A | fVn: | #N/A | #N/A | --- |  |  | 4 | #N/A | 1
| Deflection: | #VALUE! | [7 empty] | 1.2 D + E: | #N/A | #N/A |  |  |  | Design Forces | [5 empty] | 4 | 0.2 | [6 empty] | Pu: | #N/A | fPn: | #N/A | #N/A | #N/A |  |  | 5 | #N/A | 1
| #N/A | [8 empty] | 1.2 D + 1.0W: | #N/A | 0 |  |  | Mu+: | #N/A | lb-ft |  |  |  |  | 5 | 0.31 | [14 empty] | 6 | #N/A | 1
Masonry Column: | [9 empty] | USE: | #N/A | #N/A | plf |  | Mu-: | #N/A | lb-ft |  |  |  |  | 6 | 0.44 | [14 empty] | 7 | #N/A | 1
Demand |  | Capacity | [12 empty] | Vu: | #N/A | lb |  |  |  |  | 7 | 0.6 | [14 empty] | 8 | #N/A | 1
Mu+: | #N/A | fMn: | #N/A | [6 empty] | Moment Capacity of Wall | [11 empty] | 8 | 0.79
Mu-: | #N/A | fMn: | #N/A | [6 empty] | As: | #N/A | in2 | a: | #N/A |  |  |  | Compression Mn: | #N/A | lb-ft |  | 9 | 1 | [14 empty] | MAX | #N/A | #N/A
Vu: | #N/A | fVn: | #N/A | [6 empty] | Fy: | 60000 | psi | b: | 0 |  |  |  | Tension Mn: | #N/A | lb-ft
Pu: | #N/A | fPn: | #N/A | [6 empty] | d: | #N/A | in | f'm check: | #N/A | #N/A | [22 empty] | Beam
[10 empty] | c: | #N/A | in | Mn: | #N/A | lb-ft | [22 empty] | POINT | X | Y
Design Summary | [37 empty] | 1 | #N/A | 1
[38 empty] | 2 | #N/A | 1
| Masonry Lintel |  |  |  |  | Masonry Column | [14 empty] | LINTEL CALCULATIONS | [16 empty] | 3 | #N/A | 1
| No. Grouted Courses: | 0 |  |  |  | No. of Grouted Cells: | 0 | [13 empty] | Parameters for Calculations: | [16 empty] | 4 | #N/A | 1
| Flexural Reinforcing: | (0) #0 |  |  |  | Long. Reinforcing: | (0) #0 | [14 empty] | le: | 0 | ft | [13 empty] | 5 | #N/A | 1
| #VALUE! | 1-Leg | 2-Legs |  |  | Depth to bar(s): | #N/A | [30 empty] | 6 | #N/A | 1
| #3 @ | #VALUE! | #VALUE!
| #4 @ | #VALUE! | #VALUE! | [17 empty] | Arching action allowed: |  | No
| #5 @ | #VALUE! | #VALUE! |  |  |  | Overall Status: | #N/A | [13 empty] | Allow h: | 0.66667 | ft
[22 empty] | DL w/ Arching Action: | #N/A | plf
Design Loads:
Service Loading
[22 empty] | DL: | #VALUE! | plf | TL: | #VALUE! | plf
[22 empty] | LL: |  | plf
[22 empty] | SL: |  | plf | Mser: | #VALUE! | ft-lb
Axial Load Design section 3.3.4
[21 empty] | Load Combinations: |  | f1: | 1
[10 empty] | Pu: | #N/A | lb | [9 empty] | 1.2 D + 1.6 L + 0.5 S | #VALUE! | plf
[10 empty] | Column Area: | #N/A | in2 |  | Pn: | #N/A | Eq 3-18 | [5 empty] | 1.2 D + 1.6 S + f1 L | #VALUE! | plf
[10 empty] | Ix: | #N/A | in4 |  | Pn: | #N/A | Eq 3-19 | [5 empty] | #VALUE! | #VALUE! | plf
[10 empty] | r: | #N/A |  |  | Pn: | #N/A | lb
[10 empty] | Column h/r: | #N/A | [10 empty] | Mu: | #VALUE! | ft-lb
[22 empty] | Vu: | #VALUE! | lb
Shear Capacity of Lintel: (Section 3.3.4.1.2)
Shear strength of masonry:
[22 empty] | An: | #N/A | in2 |  | Check Bearing of lintel:
[9 empty] | Slender Wall Design Provisions 3.3.5 | [12 empty] | Mu/Vu*dv: | #VALUE! |  |  | fCn: | #N/A | lb
[22 empty] | Vm: | #VALUE! | lb |  | Status: | #N/A
[10 empty] | h/w: | #N/A |  |  |  | If h/w >30 Then these slender wall criteria control | [11 empty] | #N/A
[10 empty] | Pu/Ag: | #N/A |  |  |  |  | Deflection: | #N/A | in |  |  | Shear strength of reinforcement:
[10 empty] | 0.20 f'm: | 400 | #N/A |  |  |  | Eccentricity: | #N/A | in |  |  |  | Min Av: | #N/A | in2
[10 empty] | 0.05 f'm | 100 | #N/A |  |  |  | Additional Moment: | #N/A | lb-ft |  |  |  | Max S: | 0 | in
[12 empty] | #N/A |  |  |  | Additional Moment: | #N/A | lb-ft |  |  |  | Vs: | #VALUE! | lb | Status: | #VALUE!
[9 empty] | Shear Calculations | [13 empty] | 1-Leg Area | 1-Leg S | 2-Leg Area | 2-Leg S
[22 empty] | #3 @ | 0.11 | #VALUE! | 0.22 | #VALUE! | in o.c.
[10 empty] | Total Mu: | #N/A | [10 empty] | #4 @ | 0.2 | #VALUE! | 0.4 | #VALUE! | in o.c.
[10 empty] | Total Vu: | #N/A | [10 empty] | #5 @ | 0.31 | #VALUE! | 0.62 | #VALUE! | in o.c.
[10 empty] | Mu/Vu d: | #N/A
[10 empty] | <0.25 | #N/A
[10 empty] | btwn | #N/A | [10 empty] | fVn: | #VALUE! | lb | Status: | #VALUE!
[10 empty] | >1,00 | #N/A
[10 empty] | Vn: | #N/A | [9 empty] | Moment Capacity of Lintel: (Section 3.3.4.1)
[22 empty] | d: | 0 | in
[22 empty] | As: | #N/A | in2
[9 empty] | TOTAL DESIGN SUMMARY | [12 empty] | fy: | 60000 | psi
[10 empty] | Demand |  | Capacity |  | S.F. | Status | Notes | [5 empty] | a: | #N/A | in
[10 empty] | Mu+: | #N/A | fMn: | #N/A | #N/A | #N/A | #N/A | [5 empty] | fMn: | #N/A | ft-lb | Status: | #N/A
[10 empty] | Mu-: | #N/A | fMn: | #N/A | #N/A | #N/A | #N/A
[10 empty] | Vu: | #N/A | fVn: | #N/A | #N/A | #N/A | --- |  |  |  |  | Check minimum flexural strength:
[10 empty] | Pu: | #N/A | fPn: | #N/A | #N/A | #N/A | #N/A | [5 empty] | fr: | 200 | psi
[22 empty] | Sx: | #N/A | in3
[9 empty] | Moment and Shear Scenarios | [12 empty] | Mcr: | #N/A | ft-lb | Status: | #N/A | #N/A
SOLID
[10 empty] | EQ |  |  | WIND | [7 empty] | Check maximum flexural reinforcement:
[10 empty] | w: | #N/A |  | w: | #N/A | [7 empty] | As,max: | #N/A | in2
[10 empty] | l: | -1e-07 |  | w2 (parapet): | #N/A | [10 empty] | Status: | #N/A | #N/A
[10 empty] | a: | 1e-07
[21 empty] | Deflection Calculation: |  | (E = 900f'm)
[10 empty] | R2: | #N/A |  | R2: | #N/A | [7 empty] | n: | 16.1111
[10 empty] | R1: | #N/A |  | R1: | #N/A | [7 empty] | kd: | #N/A
[10 empty] | Total: | #N/A |  | Total: | #N/A
[22 empty] | Ig: | #N/A | in4
[10 empty] | Shear Points | X | EQ | W | [8 empty] | Icr: | #N/A | in4
[10 empty] | 1 | 0 | #N/A | #N/A | [8 empty] | Ie: | #N/A | in4
[10 empty] | 2 | -1e-07 | #N/A | #N/A
[10 empty] | 3 | -1e-07 | #N/A | #N/A | [8 empty] | Δall: | 0 | in
[10 empty] | 4 | 0 | 0 | 0 | [8 empty] | Δ: | #VALUE! | in | Status: | #VALUE!
[22 empty] | Span/Def Ratio: | #VALUE!
[10 empty] | Moment | X | EQ | W
[10 empty] | M1 | 0 | #N/A | #N/A
[10 empty] | M2 | -1e-07 | #N/A | #N/A
OPEN
[10 empty] | EQ |  |  | WIND
[10 empty] | ww: | #N/A |  | ww: | #N/A
[10 empty] | wl: | #N/A |  | wl: | 0
[10 empty] | l: | -1e-07 |  | w (parapet): | #N/A
[10 empty] | a: | 1e-07
[10 empty] | b: | -1e-07
[10 empty] | c: | 0
[10 empty] | R2: | #N/A |  | R2: | #N/A
[10 empty] | R1: | #N/A | #N/A | R1: | #N/A
[10 empty] | Total: | #N/A |  | Total: | #N/A
[10 empty] | Shear Points | X | EQ | W
[10 empty] | 1 | 0 | #N/A | #N/A
[10 empty] | 2 | 0 | #N/A | #N/A
[10 empty] | 3 | -1e-07 | #N/A | #N/A
[10 empty] | 4 | -1e-07 | #N/A | #N/A
[11 empty] | 0 | #N/A | #N/A
[10 empty] | Moment | X | EQ | W
[10 empty] | 1 | 0 | 0 | 0
[10 empty] | 2E | #N/A | #N/A | ---
[10 empty] | 2W | #N/A | --- | #N/A
[10 empty] | 3 | 0 | #N/A | #N/A
[10 empty] | 4 | -1e-07 | #N/A | #N/A
[10 empty] | 5 | 0 | #N/A | #N/A
[10 empty] | SOLID? | TRUE
[11 empty] | SOLID EQ | SOLID W | OPEN EQ | OPEN W | OVERALL SOLID | OVERALL OPEN | DESIGN
[10 empty] | Mu+ (no parapet) | #N/A | #N/A | #N/A | #N/A | #N/A | #N/A | #N/A
[10 empty] | Mu+ | #N/A | #N/A | #N/A | #N/A
[10 empty] | Mu- | #N/A | #N/A | #N/A | #N/A | #N/A | #N/A | #N/A
[10 empty] | Vu | #N/A | #N/A | #N/A | #N/A | #N/A | #N/A | #N/A
[10 empty] | Total Load: | #N/A | #N/A | #N/A | #N/A | #N/A | #N/A | #N/A

## LINTEL7
MASONRY WALL OPENING | [8 empty] | Data and Program Calculations | [12 empty] | Program Tables | [6 empty] | Assumptions + Quick Checks | [8 empty] | Program Graphing
CREECH DRP PH2 - E/W WALL: LINTEL DESIGN FOR | [8 empty] | Code Reference or Sub-title | [19 empty] | Assumptions:
[14 empty] | Lintel Depth: | 0 | in | [13 empty] | - Load combination factor f1 = 1.0. This may be changed in the data sheet if conditions are different. | [7 empty] | Wall Outline
General Design Input | [9 empty] | Total Wall Height: | 0 | ft |  | No. of Long Bars: | 0 |  |  | Vert DL: |  | plf |  | 0 | Wall Thickness | [6 empty] | - Reinforcement is grade 60. | [7 empty] | POINT | X | Y
[10 empty] | Wall Thickness: | #N/A | in |  | Bar Size: | 0 |  |  | Vert LL: |  | plf |  | Choose | Choose | Thickness | Solid Wt |  |  |  |  | - Modulus of rupture, fr = 200psi (Type S mortar) | [7 empty] | 1 | 1 | 1
| Total Wall Height: | 0 |  | Lintel Depth: | 0 | #N/A | Vert DL: |  |  | Opening Height: | 0 | ft |  | No. of Courses: | 0 |  |  | Vert SL: |  | plf |  | 8" CMU | 8" CMU | 7.625 | 84 | [12 empty] | 2 | #N/A | 1
| Block Thickness: | 0 |  | No. of Long Bars: | 0 |  | Vert LL: |  |  | Opening Width: | 0 | ft |  | Column Width: | 0 | in |  | Horz Wind: | 25 | psf |  | 10" CMU | 10" CMU | 9.625 | 104 | [12 empty] | 3 | #N/A | 1
| Opening Height: | 0 |  | Bar Size: | 0 |  | Vert SL: |  |  | Roof Deck Height: | -1e-07 | ft |  | Depth to Bar: | #N/A | in |  | Horz Quake: | #N/A | psf |  | 12" CMU | 12" CMU | 11.625 | 133 | [12 empty] | 4 | #N/A | 1
| Opening Width: | 0 |  | No. of Courses: | 0 |  | Horz Wind: | 25 |  | Grouted @: | #N/A | in oc |  | No. of Bars: | 0 |  |  | Solid Opening: | TRUE |  |  | USE | #N/A | #N/A | #N/A | [12 empty] | 5 | #N/A | 1
| Roof Deck Height: | 0 |  |  |  |  | Horz Quake: | #N/A |  | Masonry f'm: | 2000 | psi |  | Bar Size: | 0 |  |  | Bar fy: | 60 | ksi | [17 empty] | 6 | #N/A | 1
| Cells Grouted @: | 0 |  | Column Width: | 0 |  | Solid Opening: | Y | [5 empty] | No bars/cell: | 0 | [14 empty] | Quick Checks: | [5 empty] | Overall Status: | #N/A | 7 | #N/A | 1
| Masonry f'm: | 2000 |  | Depth to Bar(s): | #N/A |  |  |  | General Calculations | [5 empty] | Column Loading: | [6 empty] | 0 | Vertical Grout Spacing | [14 empty] | 8 | 1 | 1
|  |  |  | No. of Bars: | 0 | [16 empty] | Choose | Choose | Width | 8" CMU | 10" CMU | 12" CMU |  |  | LINTEL | [7 empty] | 9 | 1 | 1
|  |  |  | Bar Size: | 0 | [5 empty] | Wall Slenderness Ratio: | #N/A | h/w |  |  | Tributary Width from Wall: | #N/A | ft |  |  |  | 48" o.c. | 48" o.c. | 48 | 55 | 70 | 83 |  |  | Demand |  | Capacity |  | Status | Notes
Analysis and Calculations | [10 empty] | Wall Weight: | #N/A | psf |  |  | Tribtary Width from Lintel: | 0 | ft |  |  |  | 32" o.c. | 32" o.c. | 32 | 58 | 74 | 89 |  |  | Mu: | #VALUE! | fMn: | #N/A | #N/A | --- |  |  | Roof Line
[11 empty] | Solid Grout Weight: | #N/A | psf |  |  | DL in Column: | #N/A | lb |  |  |  | 24 o.c. | 24 o.c. | 24 | 61 | 78 | 94 |  |  | Vu: | #VALUE! | fVn: | #VALUE! | #VALUE! | --- |  |  | POINT | X | Y
Masonry Lintel: | [10 empty] | Vert Lintel Weight: | #N/A | plf |  |  | LL in Column: | #VALUE! | lb |  |  |  | 16" o.c. | 16" o.c. | 16 | 66 | 86 | 103 |  |  | 1.3Mcr | #N/A | Mn: | #N/A | #N/A | #N/A |  |  | 1 | 1 | 1
| Arching action: | No | [8 empty] | Column Weight: | #N/A | lb |  |  | SL in Column: | #VALUE! | lb |  |  |  | 8" o.c. | 8" o.c. | 8 | 84 | 104 | 133 |  |  | Δ: | #VALUE! | Δall: | 0 | #VALUE! | --- |  |  | 2 | #N/A | 1
| Effective Span, le: | 0 | [13 empty] | Wind Load 1 Out of Plane: | #N/A | plf from wall |  |  |  | Solid | Solid | 8 | 84 | 104 | 133 |  |  | As,max: | #N/A | As: | #N/A | #N/A | #N/A
| Depth to Reinf, d: | 0 | [7 empty] | Wall Type: | 0 |  |  |  |  | Wind Load 2 Out of Plane: | 0 | plf from lintel |  |  |  | USE | #N/A | #N/A | #N/A | #N/A | #N/A |  |  | Cu: | #VALUE! | fCn: | #N/A | #N/A | #N/A
[10 empty] | Wall Weight: | #N/A |  |  |  |  | Quake Load 1 Out of Plane: | #N/A | plf from wall | [7 empty] | Wall Weight: | #N/A | [10 empty] | Columns
Demand |  | Capacity | [7 empty] | EQ: | #N/A |  |  |  |  | Quake Load 2 Out of Plane: | #N/A | plf from lintel | [11 empty] | COLUMN | [7 empty] | POINT | X | Y
Mu: | #VALUE! | fMn: | #N/A | [26 empty] | Demand |  | Capacity |  | Status | Notes |  |  | 1 | #N/A | 1
Vu: | #VALUE! | fVn: | #VALUE! | [5 empty] | Out of Plane Bending in Wall | [20 empty] | Mu+: | #N/A | fMn: | #N/A | #N/A | #N/A |  |  | 2 | #N/A | 1
[22 empty] | Reinforcing Bar Area | [7 empty] | Mu-: | #N/A | fMn: | #N/A | #N/A | #N/A |  |  | 3 | #N/A | 1
| Min. Capacity: | #N/A | [7 empty] | Load Combinaton: | Load 1 | Load 2 | [9 empty] | 3 | 0.11 | [6 empty] | Vu: | #N/A | fVn: | #N/A | #N/A | --- |  |  | 4 | #N/A | 1
| Deflection: | #VALUE! | [7 empty] | 1.2 D + E: | #N/A | #N/A |  |  |  | Design Forces | [5 empty] | 4 | 0.2 | [6 empty] | Pu: | #N/A | fPn: | #N/A | #N/A | #N/A |  |  | 5 | #N/A | 1
| #N/A | [8 empty] | 1.2 D + 1.0W: | #N/A | 0 |  |  | Mu+: | #N/A | lb-ft |  |  |  |  | 5 | 0.31 | [14 empty] | 6 | #N/A | 1
Masonry Column: | [9 empty] | USE: | #N/A | #N/A | plf |  | Mu-: | #N/A | lb-ft |  |  |  |  | 6 | 0.44 | [14 empty] | 7 | #N/A | 1
Demand |  | Capacity | [12 empty] | Vu: | #N/A | lb |  |  |  |  | 7 | 0.6 | [14 empty] | 8 | #N/A | 1
Mu+: | #N/A | fMn: | #N/A | [6 empty] | Moment Capacity of Wall | [11 empty] | 8 | 0.79
Mu-: | #N/A | fMn: | #N/A | [6 empty] | As: | #N/A | in2 | a: | #N/A |  |  |  | Compression Mn: | #N/A | lb-ft |  | 9 | 1 | [14 empty] | MAX | #N/A | #N/A
Vu: | #N/A | fVn: | #N/A | [6 empty] | Fy: | 60000 | psi | b: | 0 |  |  |  | Tension Mn: | #N/A | lb-ft
Pu: | #N/A | fPn: | #N/A | [6 empty] | d: | #N/A | in | f'm check: | #N/A | #N/A | [22 empty] | Beam
[10 empty] | c: | #N/A | in | Mn: | #N/A | lb-ft | [22 empty] | POINT | X | Y
Design Summary | [37 empty] | 1 | #N/A | 1
[38 empty] | 2 | #N/A | 1
| Masonry Lintel |  |  |  |  | Masonry Column | [14 empty] | LINTEL CALCULATIONS | [16 empty] | 3 | #N/A | 1
| No. Grouted Courses: | 0 |  |  |  | No. of Grouted Cells: | 0 | [13 empty] | Parameters for Calculations: | [16 empty] | 4 | #N/A | 1
| Flexural Reinforcing: | (0) #0 |  |  |  | Long. Reinforcing: | (0) #0 | [14 empty] | le: | 0 | ft | [13 empty] | 5 | #N/A | 1
| #VALUE! | 1-Leg | 2-Legs |  |  | Depth to bar(s): | #N/A | [30 empty] | 6 | #N/A | 1
| #3 @ | #VALUE! | #VALUE!
| #4 @ | #VALUE! | #VALUE! | [17 empty] | Arching action allowed: |  | No
| #5 @ | #VALUE! | #VALUE! |  |  |  | Overall Status: | #N/A | [13 empty] | Allow h: | 0.66667 | ft
[22 empty] | DL w/ Arching Action: | #N/A | plf
Design Loads:
Service Loading
[22 empty] | DL: | #VALUE! | plf | TL: | #VALUE! | plf
[22 empty] | LL: |  | plf
[22 empty] | SL: |  | plf | Mser: | #VALUE! | ft-lb
Axial Load Design section 3.3.4
[21 empty] | Load Combinations: |  | f1: | 1
[10 empty] | Pu: | #N/A | lb | [9 empty] | 1.2 D + 1.6 L + 0.5 S | #VALUE! | plf
[10 empty] | Column Area: | #N/A | in2 |  | Pn: | #N/A | Eq 3-18 | [5 empty] | 1.2 D + 1.6 S + f1 L | #VALUE! | plf
[10 empty] | Ix: | #N/A | in4 |  | Pn: | #N/A | Eq 3-19 | [5 empty] | #VALUE! | #VALUE! | plf
[10 empty] | r: | #N/A |  |  | Pn: | #N/A | lb
[10 empty] | Column h/r: | #N/A | [10 empty] | Mu: | #VALUE! | ft-lb
[22 empty] | Vu: | #VALUE! | lb
Shear Capacity of Lintel: (Section 3.3.4.1.2)
Shear strength of masonry:
[22 empty] | An: | #N/A | in2 |  | Check Bearing of lintel:
[9 empty] | Slender Wall Design Provisions 3.3.5 | [12 empty] | Mu/Vu*dv: | #VALUE! |  |  | fCn: | #N/A | lb
[22 empty] | Vm: | #VALUE! | lb |  | Status: | #N/A
[10 empty] | h/w: | #N/A |  |  |  | If h/w >30 Then these slender wall criteria control | [11 empty] | #N/A
[10 empty] | Pu/Ag: | #N/A |  |  |  |  | Deflection: | #N/A | in |  |  | Shear strength of reinforcement:
[10 empty] | 0.20 f'm: | 400 | #N/A |  |  |  | Eccentricity: | #N/A | in |  |  |  | Min Av: | #N/A | in2
[10 empty] | 0.05 f'm | 100 | #N/A |  |  |  | Additional Moment: | #N/A | lb-ft |  |  |  | Max S: | 0 | in
[12 empty] | #N/A |  |  |  | Additional Moment: | #N/A | lb-ft |  |  |  | Vs: | #VALUE! | lb | Status: | #VALUE!
[9 empty] | Shear Calculations | [13 empty] | 1-Leg Area | 1-Leg S | 2-Leg Area | 2-Leg S
[22 empty] | #3 @ | 0.11 | #VALUE! | 0.22 | #VALUE! | in o.c.
[10 empty] | Total Mu: | #N/A | [10 empty] | #4 @ | 0.2 | #VALUE! | 0.4 | #VALUE! | in o.c.
[10 empty] | Total Vu: | #N/A | [10 empty] | #5 @ | 0.31 | #VALUE! | 0.62 | #VALUE! | in o.c.
[10 empty] | Mu/Vu d: | #N/A
[10 empty] | <0.25 | #N/A
[10 empty] | btwn | #N/A | [10 empty] | fVn: | #VALUE! | lb | Status: | #VALUE!
[10 empty] | >1,00 | #N/A
[10 empty] | Vn: | #N/A | [9 empty] | Moment Capacity of Lintel: (Section 3.3.4.1)
[22 empty] | d: | 0 | in
[22 empty] | As: | #N/A | in2
[9 empty] | TOTAL DESIGN SUMMARY | [12 empty] | fy: | 60000 | psi
[10 empty] | Demand |  | Capacity |  | S.F. | Status | Notes | [5 empty] | a: | #N/A | in
[10 empty] | Mu+: | #N/A | fMn: | #N/A | #N/A | #N/A | #N/A | [5 empty] | fMn: | #N/A | ft-lb | Status: | #N/A
[10 empty] | Mu-: | #N/A | fMn: | #N/A | #N/A | #N/A | #N/A
[10 empty] | Vu: | #N/A | fVn: | #N/A | #N/A | #N/A | --- |  |  |  |  | Check minimum flexural strength:
[10 empty] | Pu: | #N/A | fPn: | #N/A | #N/A | #N/A | #N/A | [5 empty] | fr: | 200 | psi
[22 empty] | Sx: | #N/A | in3
[9 empty] | Moment and Shear Scenarios | [12 empty] | Mcr: | #N/A | ft-lb | Status: | #N/A | #N/A
SOLID
[10 empty] | EQ |  |  | WIND | [7 empty] | Check maximum flexural reinforcement:
[10 empty] | w: | #N/A |  | w: | #N/A | [7 empty] | As,max: | #N/A | in2
[10 empty] | l: | -1e-07 |  | w2 (parapet): | #N/A | [10 empty] | Status: | #N/A | #N/A
[10 empty] | a: | 1e-07
[21 empty] | Deflection Calculation: |  | (E = 900f'm)
[10 empty] | R2: | #N/A |  | R2: | #N/A | [7 empty] | n: | 16.1111
[10 empty] | R1: | #N/A |  | R1: | #N/A | [7 empty] | kd: | #N/A
[10 empty] | Total: | #N/A |  | Total: | #N/A
[22 empty] | Ig: | #N/A | in4
[10 empty] | Shear Points | X | EQ | W | [8 empty] | Icr: | #N/A | in4
[10 empty] | 1 | 0 | #N/A | #N/A | [8 empty] | Ie: | #N/A | in4
[10 empty] | 2 | -1e-07 | #N/A | #N/A
[10 empty] | 3 | -1e-07 | #N/A | #N/A | [8 empty] | Δall: | 0 | in
[10 empty] | 4 | 0 | 0 | 0 | [8 empty] | Δ: | #VALUE! | in | Status: | #VALUE!
[22 empty] | Span/Def Ratio: | #VALUE!
[10 empty] | Moment | X | EQ | W
[10 empty] | M1 | 0 | #N/A | #N/A
[10 empty] | M2 | -1e-07 | #N/A | #N/A
OPEN
[10 empty] | EQ |  |  | WIND
[10 empty] | ww: | #N/A |  | ww: | #N/A
[10 empty] | wl: | #N/A |  | wl: | 0
[10 empty] | l: | -1e-07 |  | w (parapet): | #N/A
[10 empty] | a: | 1e-07
[10 empty] | b: | -1e-07
[10 empty] | c: | 0
[10 empty] | R2: | #N/A |  | R2: | #N/A
[10 empty] | R1: | #N/A | #N/A | R1: | #N/A
[10 empty] | Total: | #N/A |  | Total: | #N/A
[10 empty] | Shear Points | X | EQ | W
[10 empty] | 1 | 0 | #N/A | #N/A
[10 empty] | 2 | 0 | #N/A | #N/A
[10 empty] | 3 | -1e-07 | #N/A | #N/A
[10 empty] | 4 | -1e-07 | #N/A | #N/A
[11 empty] | 0 | #N/A | #N/A
[10 empty] | Moment | X | EQ | W
[10 empty] | 1 | 0 | 0 | 0
[10 empty] | 2E | #N/A | #N/A | ---
[10 empty] | 2W | #N/A | --- | #N/A
[10 empty] | 3 | 0 | #N/A | #N/A
[10 empty] | 4 | -1e-07 | #N/A | #N/A
[10 empty] | 5 | 0 | #N/A | #N/A
[10 empty] | SOLID? | TRUE
[11 empty] | SOLID EQ | SOLID W | OPEN EQ | OPEN W | OVERALL SOLID | OVERALL OPEN | DESIGN
[10 empty] | Mu+ (no parapet) | #N/A | #N/A | #N/A | #N/A | #N/A | #N/A | #N/A
[10 empty] | Mu+ | #N/A | #N/A | #N/A | #N/A
[10 empty] | Mu- | #N/A | #N/A | #N/A | #N/A | #N/A | #N/A | #N/A
[10 empty] | Vu | #N/A | #N/A | #N/A | #N/A | #N/A | #N/A | #N/A
[10 empty] | Total Load: | #N/A | #N/A | #N/A | #N/A | #N/A | #N/A | #N/A

## LINTEL8
MASONRY WALL OPENING | [8 empty] | Data and Program Calculations | [12 empty] | Program Tables | [6 empty] | Assumptions + Quick Checks | [8 empty] | Program Graphing
CREECH DRP PH2 - E/W WALL: LINTEL DESIGN FOR | [8 empty] | Code Reference or Sub-title | [19 empty] | Assumptions:
[14 empty] | Lintel Depth: | 0 | in | [13 empty] | - Load combination factor f1 = 1.0. This may be changed in the data sheet if conditions are different. | [7 empty] | Wall Outline
General Design Input | [9 empty] | Total Wall Height: | 0 | ft |  | No. of Long Bars: | 0 |  |  | Vert DL: |  | plf |  | 0 | Wall Thickness | [6 empty] | - Reinforcement is grade 60. | [7 empty] | POINT | X | Y
[10 empty] | Wall Thickness: | #N/A | in |  | Bar Size: | 0 |  |  | Vert LL: |  | plf |  | Choose | Choose | Thickness | Solid Wt |  |  |  |  | - Modulus of rupture, fr = 200psi (Type S mortar) | [7 empty] | 1 | 1 | 1
| Total Wall Height: | 0 |  | Lintel Depth: | 0 | #N/A | Vert DL: |  |  | Opening Height: | 0 | ft |  | No. of Courses: | 0 |  |  | Vert SL: |  | plf |  | 8" CMU | 8" CMU | 7.625 | 84 | [12 empty] | 2 | #N/A | 1
| Block Thickness: | 0 |  | No. of Long Bars: | 0 |  | Vert LL: |  |  | Opening Width: | 0 | ft |  | Column Width: | 0 | in |  | Horz Wind: | 25 | psf |  | 10" CMU | 10" CMU | 9.625 | 104 | [12 empty] | 3 | #N/A | 1
| Opening Height: | 0 |  | Bar Size: | 0 |  | Vert SL: |  |  | Roof Deck Height: | -1e-07 | ft |  | Depth to Bar: | #N/A | in |  | Horz Quake: | #N/A | psf |  | 12" CMU | 12" CMU | 11.625 | 133 | [12 empty] | 4 | #N/A | 1
| Opening Width: | 0 |  | No. of Courses: | 0 |  | Horz Wind: | 25 |  | Grouted @: | #N/A | in oc |  | No. of Bars: | 0 |  |  | Solid Opening: | TRUE |  |  | USE | #N/A | #N/A | #N/A | [12 empty] | 5 | #N/A | 1
| Roof Deck Height: | 0 |  |  |  |  | Horz Quake: | #N/A |  | Masonry f'm: | 2000 | psi |  | Bar Size: | 0 |  |  | Bar fy: | 60 | ksi | [17 empty] | 6 | #N/A | 1
| Cells Grouted @: | 0 |  | Column Width: | 0 |  | Solid Opening: | Y | [5 empty] | No bars/cell: | 0 | [14 empty] | Quick Checks: | [5 empty] | Overall Status: | #N/A | 7 | #N/A | 1
| Masonry f'm: | 2000 |  | Depth to Bar(s): | #N/A |  |  |  | General Calculations | [5 empty] | Column Loading: | [6 empty] | 0 | Vertical Grout Spacing | [14 empty] | 8 | 1 | 1
|  |  |  | No. of Bars: | 0 | [16 empty] | Choose | Choose | Width | 8" CMU | 10" CMU | 12" CMU |  |  | LINTEL | [7 empty] | 9 | 1 | 1
|  |  |  | Bar Size: | 0 | [5 empty] | Wall Slenderness Ratio: | #N/A | h/w |  |  | Tributary Width from Wall: | #N/A | ft |  |  |  | 48" o.c. | 48" o.c. | 48 | 55 | 70 | 83 |  |  | Demand |  | Capacity |  | Status | Notes
Analysis and Calculations | [10 empty] | Wall Weight: | #N/A | psf |  |  | Tribtary Width from Lintel: | 0 | ft |  |  |  | 32" o.c. | 32" o.c. | 32 | 58 | 74 | 89 |  |  | Mu: | #VALUE! | fMn: | #N/A | #N/A | --- |  |  | Roof Line
[11 empty] | Solid Grout Weight: | #N/A | psf |  |  | DL in Column: | #N/A | lb |  |  |  | 24 o.c. | 24 o.c. | 24 | 61 | 78 | 94 |  |  | Vu: | #VALUE! | fVn: | #VALUE! | #VALUE! | --- |  |  | POINT | X | Y
Masonry Lintel: | [10 empty] | Vert Lintel Weight: | #N/A | plf |  |  | LL in Column: | #VALUE! | lb |  |  |  | 16" o.c. | 16" o.c. | 16 | 66 | 86 | 103 |  |  | 1.3Mcr | #N/A | Mn: | #N/A | #N/A | #N/A |  |  | 1 | 1 | 1
| Arching action: | No | [8 empty] | Column Weight: | #N/A | lb |  |  | SL in Column: | #VALUE! | lb |  |  |  | 8" o.c. | 8" o.c. | 8 | 84 | 104 | 133 |  |  | Δ: | #VALUE! | Δall: | 0 | #VALUE! | --- |  |  | 2 | #N/A | 1
| Effective Span, le: | 0 | [13 empty] | Wind Load 1 Out of Plane: | #N/A | plf from wall |  |  |  | Solid | Solid | 8 | 84 | 104 | 133 |  |  | As,max: | #N/A | As: | #N/A | #N/A | #N/A
| Depth to Reinf, d: | 0 | [7 empty] | Wall Type: | 0 |  |  |  |  | Wind Load 2 Out of Plane: | 0 | plf from lintel |  |  |  | USE | #N/A | #N/A | #N/A | #N/A | #N/A |  |  | Cu: | #VALUE! | fCn: | #N/A | #N/A | #N/A
[10 empty] | Wall Weight: | #N/A |  |  |  |  | Quake Load 1 Out of Plane: | #N/A | plf from wall | [7 empty] | Wall Weight: | #N/A | [10 empty] | Columns
Demand |  | Capacity | [7 empty] | EQ: | #N/A |  |  |  |  | Quake Load 2 Out of Plane: | #N/A | plf from lintel | [11 empty] | COLUMN | [7 empty] | POINT | X | Y
Mu: | #VALUE! | fMn: | #N/A | [26 empty] | Demand |  | Capacity |  | Status | Notes |  |  | 1 | #N/A | 1
Vu: | #VALUE! | fVn: | #VALUE! | [5 empty] | Out of Plane Bending in Wall | [20 empty] | Mu+: | #N/A | fMn: | #N/A | #N/A | #N/A |  |  | 2 | #N/A | 1
[22 empty] | Reinforcing Bar Area | [7 empty] | Mu-: | #N/A | fMn: | #N/A | #N/A | #N/A |  |  | 3 | #N/A | 1
| Min. Capacity: | #N/A | [7 empty] | Load Combinaton: | Load 1 | Load 2 | [9 empty] | 3 | 0.11 | [6 empty] | Vu: | #N/A | fVn: | #N/A | #N/A | --- |  |  | 4 | #N/A | 1
| Deflection: | #VALUE! | [7 empty] | 1.2 D + E: | #N/A | #N/A |  |  |  | Design Forces | [5 empty] | 4 | 0.2 | [6 empty] | Pu: | #N/A | fPn: | #N/A | #N/A | #N/A |  |  | 5 | #N/A | 1
| #N/A | [8 empty] | 1.2 D + 1.0W: | #N/A | 0 |  |  | Mu+: | #N/A | lb-ft |  |  |  |  | 5 | 0.31 | [14 empty] | 6 | #N/A | 1
Masonry Column: | [9 empty] | USE: | #N/A | #N/A | plf |  | Mu-: | #N/A | lb-ft |  |  |  |  | 6 | 0.44 | [14 empty] | 7 | #N/A | 1
Demand |  | Capacity | [12 empty] | Vu: | #N/A | lb |  |  |  |  | 7 | 0.6 | [14 empty] | 8 | #N/A | 1
Mu+: | #N/A | fMn: | #N/A | [6 empty] | Moment Capacity of Wall | [11 empty] | 8 | 0.79
Mu-: | #N/A | fMn: | #N/A | [6 empty] | As: | #N/A | in2 | a: | #N/A |  |  |  | Compression Mn: | #N/A | lb-ft |  | 9 | 1 | [14 empty] | MAX | #N/A | #N/A
Vu: | #N/A | fVn: | #N/A | [6 empty] | Fy: | 60000 | psi | b: | 0 |  |  |  | Tension Mn: | #N/A | lb-ft
Pu: | #N/A | fPn: | #N/A | [6 empty] | d: | #N/A | in | f'm check: | #N/A | #N/A | [22 empty] | Beam
[10 empty] | c: | #N/A | in | Mn: | #N/A | lb-ft | [22 empty] | POINT | X | Y
Design Summary | [37 empty] | 1 | #N/A | 1
[38 empty] | 2 | #N/A | 1
| Masonry Lintel |  |  |  |  | Masonry Column | [14 empty] | LINTEL CALCULATIONS | [16 empty] | 3 | #N/A | 1
| No. Grouted Courses: | 0 |  |  |  | No. of Grouted Cells: | 0 | [13 empty] | Parameters for Calculations: | [16 empty] | 4 | #N/A | 1
| Flexural Reinforcing: | (0) #0 |  |  |  | Long. Reinforcing: | (0) #0 | [14 empty] | le: | 0 | ft | [13 empty] | 5 | #N/A | 1
| #VALUE! | 1-Leg | 2-Legs |  |  | Depth to bar(s): | #N/A | [30 empty] | 6 | #N/A | 1
| #3 @ | #VALUE! | #VALUE!
| #4 @ | #VALUE! | #VALUE! | [17 empty] | Arching action allowed: |  | No
| #5 @ | #VALUE! | #VALUE! |  |  |  | Overall Status: | #N/A | [13 empty] | Allow h: | 0.66667 | ft
[22 empty] | DL w/ Arching Action: | #N/A | plf
Design Loads:
Service Loading
[22 empty] | DL: | #VALUE! | plf | TL: | #VALUE! | plf
[22 empty] | LL: |  | plf
[22 empty] | SL: |  | plf | Mser: | #VALUE! | ft-lb
Axial Load Design section 3.3.4
[21 empty] | Load Combinations: |  | f1: | 1
[10 empty] | Pu: | #N/A | lb | [9 empty] | 1.2 D + 1.6 L + 0.5 S | #VALUE! | plf
[10 empty] | Column Area: | #N/A | in2 |  | Pn: | #N/A | Eq 3-18 | [5 empty] | 1.2 D + 1.6 S + f1 L | #VALUE! | plf
[10 empty] | Ix: | #N/A | in4 |  | Pn: | #N/A | Eq 3-19 | [5 empty] | #VALUE! | #VALUE! | plf
[10 empty] | r: | #N/A |  |  | Pn: | #N/A | lb
[10 empty] | Column h/r: | #N/A | [10 empty] | Mu: | #VALUE! | ft-lb
[22 empty] | Vu: | #VALUE! | lb
Shear Capacity of Lintel: (Section 3.3.4.1.2)
Shear strength of masonry:
[22 empty] | An: | #N/A | in2 |  | Check Bearing of lintel:
[9 empty] | Slender Wall Design Provisions 3.3.5 | [12 empty] | Mu/Vu*dv: | #VALUE! |  |  | fCn: | #N/A | lb
[22 empty] | Vm: | #VALUE! | lb |  | Status: | #N/A
[10 empty] | h/w: | #N/A |  |  |  | If h/w >30 Then these slender wall criteria control | [11 empty] | #N/A
[10 empty] | Pu/Ag: | #N/A |  |  |  |  | Deflection: | #N/A | in |  |  | Shear strength of reinforcement:
[10 empty] | 0.20 f'm: | 400 | #N/A |  |  |  | Eccentricity: | #N/A | in |  |  |  | Min Av: | #N/A | in2
[10 empty] | 0.05 f'm | 100 | #N/A |  |  |  | Additional Moment: | #N/A | lb-ft |  |  |  | Max S: | 0 | in
[12 empty] | #N/A |  |  |  | Additional Moment: | #N/A | lb-ft |  |  |  | Vs: | #VALUE! | lb | Status: | #VALUE!
[9 empty] | Shear Calculations | [13 empty] | 1-Leg Area | 1-Leg S | 2-Leg Area | 2-Leg S
[22 empty] | #3 @ | 0.11 | #VALUE! | 0.22 | #VALUE! | in o.c.
[10 empty] | Total Mu: | #N/A | [10 empty] | #4 @ | 0.2 | #VALUE! | 0.4 | #VALUE! | in o.c.
[10 empty] | Total Vu: | #N/A | [10 empty] | #5 @ | 0.31 | #VALUE! | 0.62 | #VALUE! | in o.c.
[10 empty] | Mu/Vu d: | #N/A
[10 empty] | <0.25 | #N/A
[10 empty] | btwn | #N/A | [10 empty] | fVn: | #VALUE! | lb | Status: | #VALUE!
[10 empty] | >1,00 | #N/A
[10 empty] | Vn: | #N/A | [9 empty] | Moment Capacity of Lintel: (Section 3.3.4.1)
[22 empty] | d: | 0 | in
[22 empty] | As: | #N/A | in2
[9 empty] | TOTAL DESIGN SUMMARY | [12 empty] | fy: | 60000 | psi
[10 empty] | Demand |  | Capacity |  | S.F. | Status | Notes | [5 empty] | a: | #N/A | in
[10 empty] | Mu+: | #N/A | fMn: | #N/A | #N/A | #N/A | #N/A | [5 empty] | fMn: | #N/A | ft-lb | Status: | #N/A
[10 empty] | Mu-: | #N/A | fMn: | #N/A | #N/A | #N/A | #N/A
[10 empty] | Vu: | #N/A | fVn: | #N/A | #N/A | #N/A | --- |  |  |  |  | Check minimum flexural strength:
[10 empty] | Pu: | #N/A | fPn: | #N/A | #N/A | #N/A | #N/A | [5 empty] | fr: | 200 | psi
[22 empty] | Sx: | #N/A | in3
[9 empty] | Moment and Shear Scenarios | [12 empty] | Mcr: | #N/A | ft-lb | Status: | #N/A | #N/A
SOLID
[10 empty] | EQ |  |  | WIND | [7 empty] | Check maximum flexural reinforcement:
[10 empty] | w: | #N/A |  | w: | #N/A | [7 empty] | As,max: | #N/A | in2
[10 empty] | l: | -1e-07 |  | w2 (parapet): | #N/A | [10 empty] | Status: | #N/A | #N/A
[10 empty] | a: | 1e-07
[21 empty] | Deflection Calculation: |  | (E = 900f'm)
[10 empty] | R2: | #N/A |  | R2: | #N/A | [7 empty] | n: | 16.1111
[10 empty] | R1: | #N/A |  | R1: | #N/A | [7 empty] | kd: | #N/A
[10 empty] | Total: | #N/A |  | Total: | #N/A
[22 empty] | Ig: | #N/A | in4
[10 empty] | Shear Points | X | EQ | W | [8 empty] | Icr: | #N/A | in4
[10 empty] | 1 | 0 | #N/A | #N/A | [8 empty] | Ie: | #N/A | in4
[10 empty] | 2 | -1e-07 | #N/A | #N/A
[10 empty] | 3 | -1e-07 | #N/A | #N/A | [8 empty] | Δall: | 0 | in
[10 empty] | 4 | 0 | 0 | 0 | [8 empty] | Δ: | #VALUE! | in | Status: | #VALUE!
[22 empty] | Span/Def Ratio: | #VALUE!
[10 empty] | Moment | X | EQ | W
[10 empty] | M1 | 0 | #N/A | #N/A
[10 empty] | M2 | -1e-07 | #N/A | #N/A
OPEN
[10 empty] | EQ |  |  | WIND
[10 empty] | ww: | #N/A |  | ww: | #N/A
[10 empty] | wl: | #N/A |  | wl: | 0
[10 empty] | l: | -1e-07 |  | w (parapet): | #N/A
[10 empty] | a: | 1e-07
[10 empty] | b: | -1e-07
[10 empty] | c: | 0
[10 empty] | R2: | #N/A |  | R2: | #N/A
[10 empty] | R1: | #N/A | #N/A | R1: | #N/A
[10 empty] | Total: | #N/A |  | Total: | #N/A
[10 empty] | Shear Points | X | EQ | W
[10 empty] | 1 | 0 | #N/A | #N/A
[10 empty] | 2 | 0 | #N/A | #N/A
[10 empty] | 3 | -1e-07 | #N/A | #N/A
[10 empty] | 4 | -1e-07 | #N/A | #N/A
[11 empty] | 0 | #N/A | #N/A
[10 empty] | Moment | X | EQ | W
[10 empty] | 1 | 0 | 0 | 0
[10 empty] | 2E | #N/A | #N/A | ---
[10 empty] | 2W | #N/A | --- | #N/A
[10 empty] | 3 | 0 | #N/A | #N/A
[10 empty] | 4 | -1e-07 | #N/A | #N/A
[10 empty] | 5 | 0 | #N/A | #N/A
[10 empty] | SOLID? | TRUE
[11 empty] | SOLID EQ | SOLID W | OPEN EQ | OPEN W | OVERALL SOLID | OVERALL OPEN | DESIGN
[10 empty] | Mu+ (no parapet) | #N/A | #N/A | #N/A | #N/A | #N/A | #N/A | #N/A
[10 empty] | Mu+ | #N/A | #N/A | #N/A | #N/A
[10 empty] | Mu- | #N/A | #N/A | #N/A | #N/A | #N/A | #N/A | #N/A
[10 empty] | Vu | #N/A | #N/A | #N/A | #N/A | #N/A | #N/A | #N/A
[10 empty] | Total Load: | #N/A | #N/A | #N/A | #N/A | #N/A | #N/A | #N/A

## LINTEL9
MASONRY WALL OPENING | [8 empty] | Data and Program Calculations | [12 empty] | Program Tables | [6 empty] | Assumptions + Quick Checks | [8 empty] | Program Graphing
CREECH DRP PH2 - E/W WALL: LINTEL DESIGN FOR | [8 empty] | Code Reference or Sub-title | [19 empty] | Assumptions:
[14 empty] | Lintel Depth: | 0 | in | [13 empty] | - Load combination factor f1 = 1.0. This may be changed in the data sheet if conditions are different. | [7 empty] | Wall Outline
General Design Input | [9 empty] | Total Wall Height: | 0 | ft |  | No. of Long Bars: | 0 |  |  | Vert DL: |  | plf |  | 0 | Wall Thickness | [6 empty] | - Reinforcement is grade 60. | [7 empty] | POINT | X | Y
[10 empty] | Wall Thickness: | #N/A | in |  | Bar Size: | 0 |  |  | Vert LL: |  | plf |  | Choose | Choose | Thickness | Solid Wt |  |  |  |  | - Modulus of rupture, fr = 200psi (Type S mortar) | [7 empty] | 1 | 1 | 1
| Total Wall Height: | 0 |  | Lintel Depth: | 0 | #N/A | Vert DL: |  |  | Opening Height: | 0 | ft |  | No. of Courses: | 0 |  |  | Vert SL: |  | plf |  | 8" CMU | 8" CMU | 7.625 | 84 | [12 empty] | 2 | #N/A | 1
| Block Thickness: | 0 |  | No. of Long Bars: | 0 |  | Vert LL: |  |  | Opening Width: | 0 | ft |  | Column Width: | 0 | in |  | Horz Wind: | 25 | psf |  | 10" CMU | 10" CMU | 9.625 | 104 | [12 empty] | 3 | #N/A | 1
| Opening Height: | 0 |  | Bar Size: | 0 |  | Vert SL: |  |  | Roof Deck Height: | -1e-07 | ft |  | Depth to Bar: | #N/A | in |  | Horz Quake: | #N/A | psf |  | 12" CMU | 12" CMU | 11.625 | 133 | [12 empty] | 4 | #N/A | 1
| Opening Width: | 0 |  | No. of Courses: | 0 |  | Horz Wind: | 25 |  | Grouted @: | #N/A | in oc |  | No. of Bars: | 0 |  |  | Solid Opening: | TRUE |  |  | USE | #N/A | #N/A | #N/A | [12 empty] | 5 | #N/A | 1
| Roof Deck Height: | 0 |  |  |  |  | Horz Quake: | #N/A |  | Masonry f'm: | 2000 | psi |  | Bar Size: | 0 |  |  | Bar fy: | 60 | ksi | [17 empty] | 6 | #N/A | 1
| Cells Grouted @: | 0 |  | Column Width: | 0 |  | Solid Opening: | Y | [5 empty] | No bars/cell: | 0 | [14 empty] | Quick Checks: | [5 empty] | Overall Status: | #N/A | 7 | #N/A | 1
| Masonry f'm: | 2000 |  | Depth to Bar(s): | #N/A |  |  |  | General Calculations | [5 empty] | Column Loading: | [6 empty] | 0 | Vertical Grout Spacing | [14 empty] | 8 | 1 | 1
|  |  |  | No. of Bars: | 0 | [16 empty] | Choose | Choose | Width | 8" CMU | 10" CMU | 12" CMU |  |  | LINTEL | [7 empty] | 9 | 1 | 1
|  |  |  | Bar Size: | 0 | [5 empty] | Wall Slenderness Ratio: | #N/A | h/w |  |  | Tributary Width from Wall: | #N/A | ft |  |  |  | 48" o.c. | 48" o.c. | 48 | 55 | 70 | 83 |  |  | Demand |  | Capacity |  | Status | Notes
Analysis and Calculations | [10 empty] | Wall Weight: | #N/A | psf |  |  | Tribtary Width from Lintel: | 0 | ft |  |  |  | 32" o.c. | 32" o.c. | 32 | 58 | 74 | 89 |  |  | Mu: | #VALUE! | fMn: | #N/A | #N/A | --- |  |  | Roof Line
[11 empty] | Solid Grout Weight: | #N/A | psf |  |  | DL in Column: | #N/A | lb |  |  |  | 24 o.c. | 24 o.c. | 24 | 61 | 78 | 94 |  |  | Vu: | #VALUE! | fVn: | #VALUE! | #VALUE! | --- |  |  | POINT | X | Y
Masonry Lintel: | [10 empty] | Vert Lintel Weight: | #N/A | plf |  |  | LL in Column: | #VALUE! | lb |  |  |  | 16" o.c. | 16" o.c. | 16 | 66 | 86 | 103 |  |  | 1.3Mcr | #N/A | Mn: | #N/A | #N/A | #N/A |  |  | 1 | 1 | 1
| Arching action: | No | [8 empty] | Column Weight: | #N/A | lb |  |  | SL in Column: | #VALUE! | lb |  |  |  | 8" o.c. | 8" o.c. | 8 | 84 | 104 | 133 |  |  | Δ: | #VALUE! | Δall: | 0 | #VALUE! | --- |  |  | 2 | #N/A | 1
| Effective Span, le: | 0 | [13 empty] | Wind Load 1 Out of Plane: | #N/A | plf from wall |  |  |  | Solid | Solid | 8 | 84 | 104 | 133 |  |  | As,max: | #N/A | As: | #N/A | #N/A | #N/A
| Depth to Reinf, d: | 0 | [7 empty] | Wall Type: | 0 |  |  |  |  | Wind Load 2 Out of Plane: | 0 | plf from lintel |  |  |  | USE | #N/A | #N/A | #N/A | #N/A | #N/A |  |  | Cu: | #VALUE! | fCn: | #N/A | #N/A | #N/A
[10 empty] | Wall Weight: | #N/A |  |  |  |  | Quake Load 1 Out of Plane: | #N/A | plf from wall | [7 empty] | Wall Weight: | #N/A | [10 empty] | Columns
Demand |  | Capacity | [7 empty] | EQ: | #N/A |  |  |  |  | Quake Load 2 Out of Plane: | #N/A | plf from lintel | [11 empty] | COLUMN | [7 empty] | POINT | X | Y
Mu: | #VALUE! | fMn: | #N/A | [26 empty] | Demand |  | Capacity |  | Status | Notes |  |  | 1 | #N/A | 1
Vu: | #VALUE! | fVn: | #VALUE! | [5 empty] | Out of Plane Bending in Wall | [20 empty] | Mu+: | #N/A | fMn: | #N/A | #N/A | #N/A |  |  | 2 | #N/A | 1
[22 empty] | Reinforcing Bar Area | [7 empty] | Mu-: | #N/A | fMn: | #N/A | #N/A | #N/A |  |  | 3 | #N/A | 1
| Min. Capacity: | #N/A | [7 empty] | Load Combinaton: | Load 1 | Load 2 | [9 empty] | 3 | 0.11 | [6 empty] | Vu: | #N/A | fVn: | #N/A | #N/A | --- |  |  | 4 | #N/A | 1
| Deflection: | #VALUE! | [7 empty] | 1.2 D + E: | #N/A | #N/A |  |  |  | Design Forces | [5 empty] | 4 | 0.2 | [6 empty] | Pu: | #N/A | fPn: | #N/A | #N/A | #N/A |  |  | 5 | #N/A | 1
| #N/A | [8 empty] | 1.2 D + 1.0W: | #N/A | 0 |  |  | Mu+: | #N/A | lb-ft |  |  |  |  | 5 | 0.31 | [14 empty] | 6 | #N/A | 1
Masonry Column: | [9 empty] | USE: | #N/A | #N/A | plf |  | Mu-: | #N/A | lb-ft |  |  |  |  | 6 | 0.44 | [14 empty] | 7 | #N/A | 1
Demand |  | Capacity | [12 empty] | Vu: | #N/A | lb |  |  |  |  | 7 | 0.6 | [14 empty] | 8 | #N/A | 1
Mu+: | #N/A | fMn: | #N/A | [6 empty] | Moment Capacity of Wall | [11 empty] | 8 | 0.79
Mu-: | #N/A | fMn: | #N/A | [6 empty] | As: | #N/A | in2 | a: | #N/A |  |  |  | Compression Mn: | #N/A | lb-ft |  | 9 | 1 | [14 empty] | MAX | #N/A | #N/A
Vu: | #N/A | fVn: | #N/A | [6 empty] | Fy: | 60000 | psi | b: | 0 |  |  |  | Tension Mn: | #N/A | lb-ft
Pu: | #N/A | fPn: | #N/A | [6 empty] | d: | #N/A | in | f'm check: | #N/A | #N/A | [22 empty] | Beam
[10 empty] | c: | #N/A | in | Mn: | #N/A | lb-ft | [22 empty] | POINT | X | Y
Design Summary | [37 empty] | 1 | #N/A | 1
[38 empty] | 2 | #N/A | 1
| Masonry Lintel |  |  |  |  | Masonry Column | [14 empty] | LINTEL CALCULATIONS | [16 empty] | 3 | #N/A | 1
| No. Grouted Courses: | 0 |  |  |  | No. of Grouted Cells: | 0 | [13 empty] | Parameters for Calculations: | [16 empty] | 4 | #N/A | 1
| Flexural Reinforcing: | (0) #0 |  |  |  | Long. Reinforcing: | (0) #0 | [14 empty] | le: | 0 | ft | [13 empty] | 5 | #N/A | 1
| #VALUE! | 1-Leg | 2-Legs |  |  | Depth to bar(s): | #N/A | [30 empty] | 6 | #N/A | 1
| #3 @ | #VALUE! | #VALUE!
| #4 @ | #VALUE! | #VALUE! | [17 empty] | Arching action allowed: |  | No
| #5 @ | #VALUE! | #VALUE! |  |  |  | Overall Status: | #N/A | [13 empty] | Allow h: | 0.66667 | ft
[22 empty] | DL w/ Arching Action: | #N/A | plf
Design Loads:
Service Loading
[22 empty] | DL: | #VALUE! | plf | TL: | #VALUE! | plf
[22 empty] | LL: |  | plf
[22 empty] | SL: |  | plf | Mser: | #VALUE! | ft-lb
Axial Load Design section 3.3.4
[21 empty] | Load Combinations: |  | f1: | 1
[10 empty] | Pu: | #N/A | lb | [9 empty] | 1.2 D + 1.6 L + 0.5 S | #VALUE! | plf
[10 empty] | Column Area: | #N/A | in2 |  | Pn: | #N/A | Eq 3-18 | [5 empty] | 1.2 D + 1.6 S + f1 L | #VALUE! | plf
[10 empty] | Ix: | #N/A | in4 |  | Pn: | #N/A | Eq 3-19 | [5 empty] | #VALUE! | #VALUE! | plf
[10 empty] | r: | #N/A |  |  | Pn: | #N/A | lb
[10 empty] | Column h/r: | #N/A | [10 empty] | Mu: | #VALUE! | ft-lb
[22 empty] | Vu: | #VALUE! | lb
Shear Capacity of Lintel: (Section 3.3.4.1.2)
Shear strength of masonry:
[22 empty] | An: | #N/A | in2 |  | Check Bearing of lintel:
[9 empty] | Slender Wall Design Provisions 3.3.5 | [12 empty] | Mu/Vu*dv: | #VALUE! |  |  | fCn: | #N/A | lb
[22 empty] | Vm: | #VALUE! | lb |  | Status: | #N/A
[10 empty] | h/w: | #N/A |  |  |  | If h/w >30 Then these slender wall criteria control | [11 empty] | #N/A
[10 empty] | Pu/Ag: | #N/A |  |  |  |  | Deflection: | #N/A | in |  |  | Shear strength of reinforcement:
[10 empty] | 0.20 f'm: | 400 | #N/A |  |  |  | Eccentricity: | #N/A | in |  |  |  | Min Av: | #N/A | in2
[10 empty] | 0.05 f'm | 100 | #N/A |  |  |  | Additional Moment: | #N/A | lb-ft |  |  |  | Max S: | 0 | in
[12 empty] | #N/A |  |  |  | Additional Moment: | #N/A | lb-ft |  |  |  | Vs: | #VALUE! | lb | Status: | #VALUE!
[9 empty] | Shear Calculations | [13 empty] | 1-Leg Area | 1-Leg S | 2-Leg Area | 2-Leg S
[22 empty] | #3 @ | 0.11 | #VALUE! | 0.22 | #VALUE! | in o.c.
[10 empty] | Total Mu: | #N/A | [10 empty] | #4 @ | 0.2 | #VALUE! | 0.4 | #VALUE! | in o.c.
[10 empty] | Total Vu: | #N/A | [10 empty] | #5 @ | 0.31 | #VALUE! | 0.62 | #VALUE! | in o.c.
[10 empty] | Mu/Vu d: | #N/A
[10 empty] | <0.25 | #N/A
[10 empty] | btwn | #N/A | [10 empty] | fVn: | #VALUE! | lb | Status: | #VALUE!
[10 empty] | >1,00 | #N/A
[10 empty] | Vn: | #N/A | [9 empty] | Moment Capacity of Lintel: (Section 3.3.4.1)
[22 empty] | d: | 0 | in
[22 empty] | As: | #N/A | in2
[9 empty] | TOTAL DESIGN SUMMARY | [12 empty] | fy: | 60000 | psi
[10 empty] | Demand |  | Capacity |  | S.F. | Status | Notes | [5 empty] | a: | #N/A | in
[10 empty] | Mu+: | #N/A | fMn: | #N/A | #N/A | #N/A | #N/A | [5 empty] | fMn: | #N/A | ft-lb | Status: | #N/A
[10 empty] | Mu-: | #N/A | fMn: | #N/A | #N/A | #N/A | #N/A
[10 empty] | Vu: | #N/A | fVn: | #N/A | #N/A | #N/A | --- |  |  |  |  | Check minimum flexural strength:
[10 empty] | Pu: | #N/A | fPn: | #N/A | #N/A | #N/A | #N/A | [5 empty] | fr: | 200 | psi
[22 empty] | Sx: | #N/A | in3
[9 empty] | Moment and Shear Scenarios | [12 empty] | Mcr: | #N/A | ft-lb | Status: | #N/A | #N/A
SOLID
[10 empty] | EQ |  |  | WIND | [7 empty] | Check maximum flexural reinforcement:
[10 empty] | w: | #N/A |  | w: | #N/A | [7 empty] | As,max: | #N/A | in2
[10 empty] | l: | -1e-07 |  | w2 (parapet): | #N/A | [10 empty] | Status: | #N/A | #N/A
[10 empty] | a: | 1e-07
[21 empty] | Deflection Calculation: |  | (E = 900f'm)
[10 empty] | R2: | #N/A |  | R2: | #N/A | [7 empty] | n: | 16.1111
[10 empty] | R1: | #N/A |  | R1: | #N/A | [7 empty] | kd: | #N/A
[10 empty] | Total: | #N/A |  | Total: | #N/A
[22 empty] | Ig: | #N/A | in4
[10 empty] | Shear Points | X | EQ | W | [8 empty] | Icr: | #N/A | in4
[10 empty] | 1 | 0 | #N/A | #N/A | [8 empty] | Ie: | #N/A | in4
[10 empty] | 2 | -1e-07 | #N/A | #N/A
[10 empty] | 3 | -1e-07 | #N/A | #N/A | [8 empty] | Δall: | 0 | in
[10 empty] | 4 | 0 | 0 | 0 | [8 empty] | Δ: | #VALUE! | in | Status: | #VALUE!
[22 empty] | Span/Def Ratio: | #VALUE!
[10 empty] | Moment | X | EQ | W
[10 empty] | M1 | 0 | #N/A | #N/A
[10 empty] | M2 | -1e-07 | #N/A | #N/A
OPEN
[10 empty] | EQ |  |  | WIND
[10 empty] | ww: | #N/A |  | ww: | #N/A
[10 empty] | wl: | #N/A |  | wl: | 0
[10 empty] | l: | -1e-07 |  | w (parapet): | #N/A
[10 empty] | a: | 1e-07
[10 empty] | b: | -1e-07
[10 empty] | c: | 0
[10 empty] | R2: | #N/A |  | R2: | #N/A
[10 empty] | R1: | #N/A | #N/A | R1: | #N/A
[10 empty] | Total: | #N/A |  | Total: | #N/A
[10 empty] | Shear Points | X | EQ | W
[10 empty] | 1 | 0 | #N/A | #N/A
[10 empty] | 2 | 0 | #N/A | #N/A
[10 empty] | 3 | -1e-07 | #N/A | #N/A
[10 empty] | 4 | -1e-07 | #N/A | #N/A
[11 empty] | 0 | #N/A | #N/A
[10 empty] | Moment | X | EQ | W
[10 empty] | 1 | 0 | 0 | 0
[10 empty] | 2E | #N/A | #N/A | ---
[10 empty] | 2W | #N/A | --- | #N/A
[10 empty] | 3 | 0 | #N/A | #N/A
[10 empty] | 4 | -1e-07 | #N/A | #N/A
[10 empty] | 5 | 0 | #N/A | #N/A
[10 empty] | SOLID? | TRUE
[11 empty] | SOLID EQ | SOLID W | OPEN EQ | OPEN W | OVERALL SOLID | OVERALL OPEN | DESIGN
[10 empty] | Mu+ (no parapet) | #N/A | #N/A | #N/A | #N/A | #N/A | #N/A | #N/A
[10 empty] | Mu+ | #N/A | #N/A | #N/A | #N/A
[10 empty] | Mu- | #N/A | #N/A | #N/A | #N/A | #N/A | #N/A | #N/A
[10 empty] | Vu | #N/A | #N/A | #N/A | #N/A | #N/A | #N/A | #N/A
[10 empty] | Total Load: | #N/A | #N/A | #N/A | #N/A | #N/A | #N/A | #N/A

## LINTEL10
MASONRY WALL OPENING | [8 empty] | Data and Program Calculations | [12 empty] | Program Tables | [6 empty] | Assumptions + Quick Checks | [8 empty] | Program Graphing
CREECH DRP PH2 - E/W WALL: LINTEL DESIGN FOR | [8 empty] | Code Reference or Sub-title | [19 empty] | Assumptions:
[14 empty] | Lintel Depth: | 0 | in | [13 empty] | - Load combination factor f1 = 1.0. This may be changed in the data sheet if conditions are different. | [7 empty] | Wall Outline
General Design Input | [9 empty] | Total Wall Height: | 0 | ft |  | No. of Long Bars: | 0 |  |  | Vert DL: |  | plf |  | 0 | Wall Thickness | [6 empty] | - Reinforcement is grade 60. | [7 empty] | POINT | X | Y
[10 empty] | Wall Thickness: | #N/A | in |  | Bar Size: | 0 |  |  | Vert LL: |  | plf |  | Choose | Choose | Thickness | Solid Wt |  |  |  |  | - Modulus of rupture, fr = 200psi (Type S mortar) | [7 empty] | 1 | 1 | 1
| Total Wall Height: | 0 |  | Lintel Depth: | 0 | #N/A | Vert DL: |  |  | Opening Height: | 0 | ft |  | No. of Courses: | 0 |  |  | Vert SL: |  | plf |  | 8" CMU | 8" CMU | 7.625 | 84 | [12 empty] | 2 | #N/A | 1
| Block Thickness: | 0 |  | No. of Long Bars: | 0 |  | Vert LL: |  |  | Opening Width: | 0 | ft |  | Column Width: | 0 | in |  | Horz Wind: | 25 | psf |  | 10" CMU | 10" CMU | 9.625 | 104 | [12 empty] | 3 | #N/A | 1
| Opening Height: | 0 |  | Bar Size: | 0 |  | Vert SL: |  |  | Roof Deck Height: | -1e-07 | ft |  | Depth to Bar: | #N/A | in |  | Horz Quake: | #N/A | psf |  | 12" CMU | 12" CMU | 11.625 | 133 | [12 empty] | 4 | #N/A | 1
| Opening Width: | 0 |  | No. of Courses: | 0 |  | Horz Wind: | 25 |  | Grouted @: | #N/A | in oc |  | No. of Bars: | 0 |  |  | Solid Opening: | TRUE |  |  | USE | #N/A | #N/A | #N/A | [12 empty] | 5 | #N/A | 1
| Roof Deck Height: | 0 |  |  |  |  | Horz Quake: | #N/A |  | Masonry f'm: | 2000 | psi |  | Bar Size: | 0 |  |  | Bar fy: | 60 | ksi | [17 empty] | 6 | #N/A | 1
| Cells Grouted @: | 0 |  | Column Width: | 0 |  | Solid Opening: | Y | [5 empty] | No bars/cell: | 0 | [14 empty] | Quick Checks: | [5 empty] | Overall Status: | #N/A | 7 | #N/A | 1
| Masonry f'm: | 2000 |  | Depth to Bar(s): | #N/A |  |  |  | General Calculations | [5 empty] | Column Loading: | [6 empty] | 0 | Vertical Grout Spacing | [14 empty] | 8 | 1 | 1
|  |  |  | No. of Bars: | 0 | [16 empty] | Choose | Choose | Width | 8" CMU | 10" CMU | 12" CMU |  |  | LINTEL | [7 empty] | 9 | 1 | 1
|  |  |  | Bar Size: | 0 | [5 empty] | Wall Slenderness Ratio: | #N/A | h/w |  |  | Tributary Width from Wall: | #N/A | ft |  |  |  | 48" o.c. | 48" o.c. | 48 | 55 | 70 | 83 |  |  | Demand |  | Capacity |  | Status | Notes
Analysis and Calculations | [10 empty] | Wall Weight: | #N/A | psf |  |  | Tribtary Width from Lintel: | 0 | ft |  |  |  | 32" o.c. | 32" o.c. | 32 | 58 | 74 | 89 |  |  | Mu: | #VALUE! | fMn: | #N/A | #N/A | --- |  |  | Roof Line
[11 empty] | Solid Grout Weight: | #N/A | psf |  |  | DL in Column: | #N/A | lb |  |  |  | 24 o.c. | 24 o.c. | 24 | 61 | 78 | 94 |  |  | Vu: | #VALUE! | fVn: | #VALUE! | #VALUE! | --- |  |  | POINT | X | Y
Masonry Lintel: | [10 empty] | Vert Lintel Weight: | #N/A | plf |  |  | LL in Column: | #VALUE! | lb |  |  |  | 16" o.c. | 16" o.c. | 16 | 66 | 86 | 103 |  |  | 1.3Mcr | #N/A | Mn: | #N/A | #N/A | #N/A |  |  | 1 | 1 | 1
| Arching action: | No | [8 empty] | Column Weight: | #N/A | lb |  |  | SL in Column: | #VALUE! | lb |  |  |  | 8" o.c. | 8" o.c. | 8 | 84 | 104 | 133 |  |  | Δ: | #VALUE! | Δall: | 0 | #VALUE! | --- |  |  | 2 | #N/A | 1
| Effective Span, le: | 0 | [13 empty] | Wind Load 1 Out of Plane: | #N/A | plf from wall |  |  |  | Solid | Solid | 8 | 84 | 104 | 133 |  |  | As,max: | #N/A | As: | #N/A | #N/A | #N/A
| Depth to Reinf, d: | 0 | [7 empty] | Wall Type: | 0 |  |  |  |  | Wind Load 2 Out of Plane: | 0 | plf from lintel |  |  |  | USE | #N/A | #N/A | #N/A | #N/A | #N/A |  |  | Cu: | #VALUE! | fCn: | #N/A | #N/A | #N/A
[10 empty] | Wall Weight: | #N/A |  |  |  |  | Quake Load 1 Out of Plane: | #N/A | plf from wall | [7 empty] | Wall Weight: | #N/A | [10 empty] | Columns
Demand |  | Capacity | [7 empty] | EQ: | #N/A |  |  |  |  | Quake Load 2 Out of Plane: | #N/A | plf from lintel | [11 empty] | COLUMN | [7 empty] | POINT | X | Y
Mu: | #VALUE! | fMn: | #N/A | [26 empty] | Demand |  | Capacity |  | Status | Notes |  |  | 1 | #N/A | 1
Vu: | #VALUE! | fVn: | #VALUE! | [5 empty] | Out of Plane Bending in Wall | [20 empty] | Mu+: | #N/A | fMn: | #N/A | #N/A | #N/A |  |  | 2 | #N/A | 1
[22 empty] | Reinforcing Bar Area | [7 empty] | Mu-: | #N/A | fMn: | #N/A | #N/A | #N/A |  |  | 3 | #N/A | 1
| Min. Capacity: | #N/A | [7 empty] | Load Combinaton: | Load 1 | Load 2 | [9 empty] | 3 | 0.11 | [6 empty] | Vu: | #N/A | fVn: | #N/A | #N/A | --- |  |  | 4 | #N/A | 1
| Deflection: | #VALUE! | [7 empty] | 1.2 D + E: | #N/A | #N/A |  |  |  | Design Forces | [5 empty] | 4 | 0.2 | [6 empty] | Pu: | #N/A | fPn: | #N/A | #N/A | #N/A |  |  | 5 | #N/A | 1
| #N/A | [8 empty] | 1.2 D + 1.0W: | #N/A | 0 |  |  | Mu+: | #N/A | lb-ft |  |  |  |  | 5 | 0.31 | [14 empty] | 6 | #N/A | 1
Masonry Column: | [9 empty] | USE: | #N/A | #N/A | plf |  | Mu-: | #N/A | lb-ft |  |  |  |  | 6 | 0.44 | [14 empty] | 7 | #N/A | 1
Demand |  | Capacity | [12 empty] | Vu: | #N/A | lb |  |  |  |  | 7 | 0.6 | [14 empty] | 8 | #N/A | 1
Mu+: | #N/A | fMn: | #N/A | [6 empty] | Moment Capacity of Wall | [11 empty] | 8 | 0.79
Mu-: | #N/A | fMn: | #N/A | [6 empty] | As: | #N/A | in2 | a: | #N/A |  |  |  | Compression Mn: | #N/A | lb-ft |  | 9 | 1 | [14 empty] | MAX | #N/A | #N/A
Vu: | #N/A | fVn: | #N/A | [6 empty] | Fy: | 60000 | psi | b: | 0 |  |  |  | Tension Mn: | #N/A | lb-ft
Pu: | #N/A | fPn: | #N/A | [6 empty] | d: | #N/A | in | f'm check: | #N/A | #N/A | [22 empty] | Beam
[10 empty] | c: | #N/A | in | Mn: | #N/A | lb-ft | [22 empty] | POINT | X | Y
Design Summary | [37 empty] | 1 | #N/A | 1
[38 empty] | 2 | #N/A | 1
| Masonry Lintel |  |  |  |  | Masonry Column | [14 empty] | LINTEL CALCULATIONS | [16 empty] | 3 | #N/A | 1
| No. Grouted Courses: | 0 |  |  |  | No. of Grouted Cells: | 0 | [13 empty] | Parameters for Calculations: | [16 empty] | 4 | #N/A | 1
| Flexural Reinforcing: | (0) #0 |  |  |  | Long. Reinforcing: | (0) #0 | [14 empty] | le: | 0 | ft | [13 empty] | 5 | #N/A | 1
| #VALUE! | 1-Leg | 2-Legs |  |  | Depth to bar(s): | #N/A | [30 empty] | 6 | #N/A | 1
| #3 @ | #VALUE! | #VALUE!
| #4 @ | #VALUE! | #VALUE! | [17 empty] | Arching action allowed: |  | No
| #5 @ | #VALUE! | #VALUE! |  |  |  | Overall Status: | #N/A | [13 empty] | Allow h: | 0.66667 | ft
[22 empty] | DL w/ Arching Action: | #N/A | plf
Design Loads:
Service Loading
[22 empty] | DL: | #VALUE! | plf | TL: | #VALUE! | plf
[22 empty] | LL: |  | plf
[22 empty] | SL: |  | plf | Mser: | #VALUE! | ft-lb
Axial Load Design section 3.3.4
[21 empty] | Load Combinations: |  | f1: | 1
[10 empty] | Pu: | #N/A | lb | [9 empty] | 1.2 D + 1.6 L + 0.5 S | #VALUE! | plf
[10 empty] | Column Area: | #N/A | in2 |  | Pn: | #N/A | Eq 3-18 | [5 empty] | 1.2 D + 1.6 S + f1 L | #VALUE! | plf
[10 empty] | Ix: | #N/A | in4 |  | Pn: | #N/A | Eq 3-19 | [5 empty] | #VALUE! | #VALUE! | plf
[10 empty] | r: | #N/A |  |  | Pn: | #N/A | lb
[10 empty] | Column h/r: | #N/A | [10 empty] | Mu: | #VALUE! | ft-lb
[22 empty] | Vu: | #VALUE! | lb
Shear Capacity of Lintel: (Section 3.3.4.1.2)
Shear strength of masonry:
[22 empty] | An: | #N/A | in2 |  | Check Bearing of lintel:
[9 empty] | Slender Wall Design Provisions 3.3.5 | [12 empty] | Mu/Vu*dv: | #VALUE! |  |  | fCn: | #N/A | lb
[22 empty] | Vm: | #VALUE! | lb |  | Status: | #N/A
[10 empty] | h/w: | #N/A |  |  |  | If h/w >30 Then these slender wall criteria control | [11 empty] | #N/A
[10 empty] | Pu/Ag: | #N/A |  |  |  |  | Deflection: | #N/A | in |  |  | Shear strength of reinforcement:
[10 empty] | 0.20 f'm: | 400 | #N/A |  |  |  | Eccentricity: | #N/A | in |  |  |  | Min Av: | #N/A | in2
[10 empty] | 0.05 f'm | 100 | #N/A |  |  |  | Additional Moment: | #N/A | lb-ft |  |  |  | Max S: | 0 | in
[12 empty] | #N/A |  |  |  | Additional Moment: | #N/A | lb-ft |  |  |  | Vs: | #VALUE! | lb | Status: | #VALUE!
[9 empty] | Shear Calculations | [13 empty] | 1-Leg Area | 1-Leg S | 2-Leg Area | 2-Leg S
[22 empty] | #3 @ | 0.11 | #VALUE! | 0.22 | #VALUE! | in o.c.
[10 empty] | Total Mu: | #N/A | [10 empty] | #4 @ | 0.2 | #VALUE! | 0.4 | #VALUE! | in o.c.
[10 empty] | Total Vu: | #N/A | [10 empty] | #5 @ | 0.31 | #VALUE! | 0.62 | #VALUE! | in o.c.
[10 empty] | Mu/Vu d: | #N/A
[10 empty] | <0.25 | #N/A
[10 empty] | btwn | #N/A | [10 empty] | fVn: | #VALUE! | lb | Status: | #VALUE!
[10 empty] | >1,00 | #N/A
[10 empty] | Vn: | #N/A | [9 empty] | Moment Capacity of Lintel: (Section 3.3.4.1)
[22 empty] | d: | 0 | in
[22 empty] | As: | #N/A | in2
[9 empty] | TOTAL DESIGN SUMMARY | [12 empty] | fy: | 60000 | psi
[10 empty] | Demand |  | Capacity |  | S.F. | Status | Notes | [5 empty] | a: | #N/A | in
[10 empty] | Mu+: | #N/A | fMn: | #N/A | #N/A | #N/A | #N/A | [5 empty] | fMn: | #N/A | ft-lb | Status: | #N/A
[10 empty] | Mu-: | #N/A | fMn: | #N/A | #N/A | #N/A | #N/A
[10 empty] | Vu: | #N/A | fVn: | #N/A | #N/A | #N/A | --- |  |  |  |  | Check minimum flexural strength:
[10 empty] | Pu: | #N/A | fPn: | #N/A | #N/A | #N/A | #N/A | [5 empty] | fr: | 200 | psi
[22 empty] | Sx: | #N/A | in3
[9 empty] | Moment and Shear Scenarios | [12 empty] | Mcr: | #N/A | ft-lb | Status: | #N/A | #N/A
SOLID
[10 empty] | EQ |  |  | WIND | [7 empty] | Check maximum flexural reinforcement:
[10 empty] | w: | #N/A |  | w: | #N/A | [7 empty] | As,max: | #N/A | in2
[10 empty] | l: | -1e-07 |  | w2 (parapet): | #N/A | [10 empty] | Status: | #N/A | #N/A
[10 empty] | a: | 1e-07
[21 empty] | Deflection Calculation: |  | (E = 900f'm)
[10 empty] | R2: | #N/A |  | R2: | #N/A | [7 empty] | n: | 16.1111
[10 empty] | R1: | #N/A |  | R1: | #N/A | [7 empty] | kd: | #N/A
[10 empty] | Total: | #N/A |  | Total: | #N/A
[22 empty] | Ig: | #N/A | in4
[10 empty] | Shear Points | X | EQ | W | [8 empty] | Icr: | #N/A | in4
[10 empty] | 1 | 0 | #N/A | #N/A | [8 empty] | Ie: | #N/A | in4
[10 empty] | 2 | -1e-07 | #N/A | #N/A
[10 empty] | 3 | -1e-07 | #N/A | #N/A | [8 empty] | Δall: | 0 | in
[10 empty] | 4 | 0 | 0 | 0 | [8 empty] | Δ: | #VALUE! | in | Status: | #VALUE!
[22 empty] | Span/Def Ratio: | #VALUE!
[10 empty] | Moment | X | EQ | W
[10 empty] | M1 | 0 | #N/A | #N/A
[10 empty] | M2 | -1e-07 | #N/A | #N/A
OPEN
[10 empty] | EQ |  |  | WIND
[10 empty] | ww: | #N/A |  | ww: | #N/A
[10 empty] | wl: | #N/A |  | wl: | 0
[10 empty] | l: | -1e-07 |  | w (parapet): | #N/A
[10 empty] | a: | 1e-07
[10 empty] | b: | -1e-07
[10 empty] | c: | 0
[10 empty] | R2: | #N/A |  | R2: | #N/A
[10 empty] | R1: | #N/A | #N/A | R1: | #N/A
[10 empty] | Total: | #N/A |  | Total: | #N/A
[10 empty] | Shear Points | X | EQ | W
[10 empty] | 1 | 0 | #N/A | #N/A
[10 empty] | 2 | 0 | #N/A | #N/A
[10 empty] | 3 | -1e-07 | #N/A | #N/A
[10 empty] | 4 | -1e-07 | #N/A | #N/A
[11 empty] | 0 | #N/A | #N/A
[10 empty] | Moment | X | EQ | W
[10 empty] | 1 | 0 | 0 | 0
[10 empty] | 2E | #N/A | #N/A | ---
[10 empty] | 2W | #N/A | --- | #N/A
[10 empty] | 3 | 0 | #N/A | #N/A
[10 empty] | 4 | -1e-07 | #N/A | #N/A
[10 empty] | 5 | 0 | #N/A | #N/A
[10 empty] | SOLID? | TRUE
[11 empty] | SOLID EQ | SOLID W | OPEN EQ | OPEN W | OVERALL SOLID | OVERALL OPEN | DESIGN
[10 empty] | Mu+ (no parapet) | #N/A | #N/A | #N/A | #N/A | #N/A | #N/A | #N/A
[10 empty] | Mu+ | #N/A | #N/A | #N/A | #N/A
[10 empty] | Mu- | #N/A | #N/A | #N/A | #N/A | #N/A | #N/A | #N/A
[10 empty] | Vu | #N/A | #N/A | #N/A | #N/A | #N/A | #N/A | #N/A
[10 empty] | Total Load: | #N/A | #N/A | #N/A | #N/A | #N/A | #N/A | #N/A